## danfoss_en
id | title | article | fulltext | price | manufacturer | category | image | pdf
1 | Danfoss 042U4002 plumbing fitting | 042U4002 | <td valign=top class=BD02 style="border-width: 4px 5px;"><div ></div><div class="fs_2 fw_b" style="margin: 8px 0px;">More information:</div><table border=0 cellspacing=0 cellpadding=0 class="fs_2 BD05 bw_1001" width="100%" style="margin: 4px 0px;"><tr class=B2><td class=bd05rb valign=top><div class=m5>Features</div></td><td class=bd05rb valign=top><div class=m5>Easy to install</div></td><td class=bd05rb valign=top><div class=m5>Yes </div></td></tr><tr class=B14><td class=bd05rb valign=top><div class=m5>Weight & dimensions</div></td><td class=bd05rb valign=top><div class=m5>Weight</div></td><td class=bd05rb valign=top><div class=m5>463 g</div></td></tr><tr class=B2><td class=bd05rb valign=top><div class=m5>Packaging content</div></td><td class=bd05rb valign=top><div class=m5>Quantity per pack</div></td><td class=bd05rb valign=top><div class=m5>1 pc(s)</div></td></tr></table></td> | 38.81 | Danfoss | Electric directional control valve | danfoss-ev220a.jpg | CIEN7-65234707.pdf
2 | Danfoss Basic Operator Panel for use with FC 280 Midi Drive | 132B0254 | <td valign=top class=BD02 style="border-width: 4px 5px;"><div >For Use With = FC 280 Midi Drive<br><br>Inverter VLT FC280- Accessories. Accessories for use with VLT FC280 Inverter drives. Control Panel VLT Control panel LCP 102 (graphical) - ; 125-0796 125-0796 - must be used with LCP adapter in order to work VLT Control panel LCP 21 (numerical) - ; 125-0795 125-0795 Adapter Graphical LCP adapter - ; 125-0797 125-0797 Mounting Kit LCP Panel mounting kit (numerical) with 3 M cable - ; 125-0798 125-0798</div></td> | 41.442 | Danfoss | Inverter Drives | r1250795-01.jpg
3 | Danfoss Repeater Network repeater White | 014G0591 | <td valign=top class=BD02 style="border-width: 4px 5px;"><div >The Repeater Unit is used for extending the wireless transmission range between the Central Controller, room thermostats and other connected components in Danfoss Linkв„ў <br /><br />The Repeater Unit transmits signals between room thermostats, remote controller (optional) and the Central Controller. This is particularly useful in larger installations where physical distance between components may prevent proper wireless connection.<br /><br />The Repeater Unit may also be used in places where radio transmission barriers occur, i.e. where radio signals may be obstructed by heavy walls, metal objects, etc. If the link test reveals a missing wireless connection to the Central Controller, simply install the Repeater Unit and reactivate the link test.<br /><br />The Central Controller supports up to three Repeater Units installed in a chain between the relevant room thermostat and the Central Controller. More parallel chains of Repeater Units from a Central Controller are possible.<br /><br />- Easy wireless assignment to Central Controller<br />- Supplied by 230V<br />- Up to 3 Repeater Units installed in a chain between the relevant Room Thermostat and the Central Controller</div><div class="fs_2 fw_b" style="margin: 8px 0px;">More information:</div><table border=0 cellspacing=0 cellpadding=0 class="fs_2 BD05 bw_1001" width="100%" style="margin: 4px 0px;"><tr class=B2><td class=bd05rb valign=top><div class=m5>Ports & interfaces</div></td><td class=bd05rb valign=top><div class=m5>Connectivity technology</div></td><td class=bd05rb valign=top><div class=m5>Wireless </div></td></tr><tr class=B14><td class=bd05rb valign=top><div class=m5>Certificates</div></td><td class=bd05rb valign=top><div class=m5>Certification</div></td><td class=bd05rb valign=top><div class=m5>CE, EN60730 </div></td></tr><tr class=B2><td class=bd05rb valign=top><div class=m5>Weight & dimensions</div></td><td class=bd05rb valign=top><div class=m5>Weight</div></td><td class=bd05rb valign=top><div class=m5>100 g</div></td></tr><tr class=B14><td class=bd05rb valign=top><div class=m5>Features</div></td><td class=bd05rb valign=top><div class=m5>Product type</div></td><td class=bd05rb valign=top><div class=m5>Network repeater </div></td></tr><tr class=B2><td class=bd05rb valign=top><img src='/p.gif' alt='' width=1 height=1 class=bpxl></td><td class=bd05rb valign=top><div class=m5>Product colour</div></td><td class=bd05rb valign=top><div class=m5>White </div></td></tr><tr class=B14><td class=bd05rb valign=top><img src='/p.gif' alt='' width=1 height=1 class=bpxl></td><td class=bd05rb valign=top><div class=m5>International Protection (IP) code</div></td><td class=bd05rb valign=top><div class=m5>IP21 </div></td></tr><tr class=B2><td class=bd05rb valign=top><div class=m5>Wireless LAN features</div></td><td class=bd05rb valign=top><div class=m5>Frequency band</div></td><td class=bd05rb valign=top><div class=m5>0,86842 GHz</div></td></tr><tr class=B14><td class=bd05rb valign=top><div class=m5>Power</div></td><td class=bd05rb valign=top><div class=m5>Power source type</div></td><td class=bd05rb valign=top><div class=m5>AC </div></td></tr><tr class=B2><td class=bd05rb valign=top><img src='/p.gif' alt='' width=1 height=1 class=bpxl></td><td class=bd05rb valign=top><div class=m5>AC input voltage</div></td><td class=bd05rb valign=top><div class=m5>230 V</div></td></tr></table></td> | 45.10 | Danfoss | Wireless thermostat | 37968605_2884931635.jpg | CIEN6-37968605.pdf
4 | Danfoss 042U4003 plumbing fitting | 042U4003 | <td valign=top class=BD02 style="border-width: 4px 5px;"><div ></div><div class="fs_2 fw_b" style="margin: 8px 0px;">More information:</div><table border=0 cellspacing=0 cellpadding=0 class="fs_2 BD05 bw_1001" width="100%" style="margin: 4px 0px;"><tr class=B2><td class=bd05rb valign=top><div class=m5>Features</div></td><td class=bd05rb valign=top><div class=m5>Easy to install</div></td><td class=bd05rb valign=top><div class=m5>Yes </div></td></tr><tr class=B14><td class=bd05rb valign=top><div class=m5>Weight & dimensions</div></td><td class=bd05rb valign=top><div class=m5>Weight</div></td><td class=bd05rb valign=top><div class=m5>493 g</div></td></tr><tr class=B2><td class=bd05rb valign=top><div class=m5>Packaging content</div></td><td class=bd05rb valign=top><div class=m5>Quantity per pack</div></td><td class=bd05rb valign=top><div class=m5>1 pc(s)</div></td></tr></table></td> | 36.86 | Danfoss | Electric directional control valve | danfoss-ev220a.jpg | CIEN7-65234710.pdf
5 | Danfoss Basic Operator Panel for use with FC 280 Midi Drive | 130B1107 | <td valign=top class=BD02 style="border-width: 4px 5px;"><div >For Use With = FC 280 Midi Drive<br><br>Inverter VLT FC280- Accessories. Accessories for use with VLT FC280 Inverter drives. Control Panel VLT Control panel LCP 102 (graphical) - ; 125-0796 125-0796 - must be used with LCP adapter in order to work VLT Control panel LCP 21 (numerical) - ; 125-0795 125-0795 Adapter Graphical LCP adapter - ; 125-0797 125-0797 Mounting Kit LCP Panel mounting kit (numerical) with 3 M cable - ; 125-0798 125-0798</div></td> | 92.328 | Danfoss | Inverter Drives | r1250796-01.jpg
6 | Danfoss 042U4004 plumbing fitting | 042U4004 | <td valign=top class=BD02 style="border-width: 4px 5px;"><div ></div><div class="fs_2 fw_b" style="margin: 8px 0px;">More information:</div><table border=0 cellspacing=0 cellpadding=0 class="fs_2 BD05 bw_1001" width="100%" style="margin: 4px 0px;"><tr class=B2><td class=bd05rb valign=top><div class=m5>Features</div></td><td class=bd05rb valign=top><div class=m5>Easy to install</div></td><td class=bd05rb valign=top><div class=m5>Yes </div></td></tr><tr class=B14><td class=bd05rb valign=top><div class=m5>Weight & dimensions</div></td><td class=bd05rb valign=top><div class=m5>Weight</div></td><td class=bd05rb valign=top><div class=m5>465 g</div></td></tr><tr class=B2><td class=bd05rb valign=top><div class=m5>Packaging content</div></td><td class=bd05rb valign=top><div class=m5>Quantity per pack</div></td><td class=bd05rb valign=top><div class=m5>1 pc(s)</div></td></tr></table></td> | 36.86 | Danfoss | Electric directional control valve | danfoss-ev220a.jpg | CIEN7-65234713.pdf
7 | Danfoss Basic Operator Panel, IP21 for use with VLT Micro Drive | 132B0101 | <td valign=top class=BD02 style="border-width: 4px 5px;"><div >For Use With = VLT Micro Drive<br>Control Panel = Yes<br>IP Rating = IP21<br><br>Inverter VLT - Accessories. The VLT Micro Drive is a general purpose drive that can control AC motors up to 22 kW. It вЂs a small drive with maximum strength and reliability. ; Accessories for VLT Inverter Drive Accessories for VLT Inverter Drive Control Panel, hot pluggable - LPC 11, without potentiometer вЂ“ Stock no. ; 891-8915 891-8915 - LPC 12, with potentiometer вЂ“ Stock no. ; 891-8918 891-8918 LCP Remote Mounting Kit with 3m cable вЂ“ Stock no. ; 891-8912 891-8912 Nema 1 Conversion Kit, different sizes - Size M1 вЂ“ Stock no. ; 891-8895 891-8895 - Size M2 вЂ“ Stock no. ; 891-8999 891-8999 - Size M3 вЂ“ Stock no. ; 891-8909 891-8909 - Size M4 вЂ“ Stock no. ; 891-8902 891-8902 - Size M5 вЂ“ Stock no. ; 891-8906 891-8906 Decoupling Plate Mounting Kit, different sizes - Size M1/M2 вЂ“ Stock no. ; 891-8921 891-8921 - Size M3 вЂ“ Stock no. ; 891-8924 891-8924 - Size M4/M5 вЂ“ Stock no. ; 891-8928 891-8928 IP21 Kit for the frame, different sizes - M1 frame вЂ“ Stock no. ; 891-8930 891-8930 - M2 frame вЂ“ Stock no. ; 891-8934 891-8934 - M3 frame вЂ“ Stock no. ; 891-8943 891-8943 DIN Rail Mounting Kit, Size M1/M2 вЂ“ Stock no. ; 891-8937 891-8937</div></td> | 25.602 | Danfoss | Frequency converter operating terminal | r8918918-01.jpg
8 | Danfoss 042U4005 plumbing fitting | 042U4005 | <td valign=top class=BD02 style="border-width: 4px 5px;"><div ></div><div class="fs_2 fw_b" style="margin: 8px 0px;">More information:</div><table border=0 cellspacing=0 cellpadding=0 class="fs_2 BD05 bw_1001" width="100%" style="margin: 4px 0px;"><tr class=B2><td class=bd05rb valign=top><div class=m5>Features</div></td><td class=bd05rb valign=top><div class=m5>Easy to install</div></td><td class=bd05rb valign=top><div class=m5>Yes </div></td></tr><tr class=B14><td class=bd05rb valign=top><div class=m5>Weight & dimensions</div></td><td class=bd05rb valign=top><div class=m5>Weight</div></td><td class=bd05rb valign=top><div class=m5>493 g</div></td></tr><tr class=B2><td class=bd05rb valign=top><div class=m5>Packaging content</div></td><td class=bd05rb valign=top><div class=m5>Quantity per pack</div></td><td class=bd05rb valign=top><div class=m5>1 pc(s)</div></td></tr></table></td> | 41.86 | Danfoss | Electric directional control valve | danfoss-ev220a.jpg | CIEN7-65234715.pdf
9 | Danfoss Basic Operator Panel, IP54 for use with VLT Micro Drive | 132B0100 | <td valign=top class=BD02 style="border-width: 4px 5px;"><div >For Use With = VLT Micro Drive<br>Control Panel = Yes<br>IP Rating = IP54<br><br>Inverter VLT - Accessories. The VLT Micro Drive is a general purpose drive that can control AC motors up to 22 kW. It вЂs a small drive with maximum strength and reliability. ; Accessories for VLT Inverter Drive Accessories for VLT Inverter Drive Control Panel, hot pluggable - LPC 11, without potentiometer вЂ“ Stock no. ; 891-8915 891-8915 - LPC 12, with potentiometer вЂ“ Stock no. ; 891-8918 891-8918 LCP Remote Mounting Kit with 3m cable вЂ“ Stock no. ; 891-8912 891-8912 Nema 1 Conversion Kit, different sizes - Size M1 вЂ“ Stock no. ; 891-8895 891-8895 - Size M2 вЂ“ Stock no. ; 891-8999 891-8999 - Size M3 вЂ“ Stock no. ; 891-8909 891-8909 - Size M4 вЂ“ Stock no. ; 891-8902 891-8902 - Size M5 вЂ“ Stock no. ; 891-8906 891-8906 Decoupling Plate Mounting Kit, different sizes - Size M1/M2 вЂ“ Stock no. ; 891-8921 891-8921 - Size M3 вЂ“ Stock no. ; 891-8924 891-8924 - Size M4/M5 вЂ“ Stock no. ; 891-8928 891-8928 IP21 Kit for the frame, different sizes - M1 frame вЂ“ Stock no. ; 891-8930 891-8930 - M2 frame вЂ“ Stock no. ; 891-8934 891-8934 - M3 frame вЂ“ Stock no. ; 891-8943 891-8943 DIN Rail Mounting Kit, Size M1/M2 вЂ“ Stock no. ; 891-8937 891-8937</div></td> | 25.602 | Danfoss | Frequency converter operating terminal | r8918915-01.jpg
10 | Danfoss 042U4023 plumbing fitting | 042U4023 | <td valign=top class=BD02 style="border-width: 4px 5px;"><div ></div><div class="fs_2 fw_b" style="margin: 8px 0px;">More information:</div><table border=0 cellspacing=0 cellpadding=0 class="fs_2 BD05 bw_1001" width="100%" style="margin: 4px 0px;"><tr class=B2><td class=bd05rb valign=top><div class=m5>Features</div></td><td class=bd05rb valign=top><div class=m5>Easy to install</div></td><td class=bd05rb valign=top><div class=m5>Yes </div></td></tr><tr class=B14><td class=bd05rb valign=top><div class=m5>Weight & dimensions</div></td><td class=bd05rb valign=top><div class=m5>Weight</div></td><td class=bd05rb valign=top><div class=m5>506 g</div></td></tr><tr class=B2><td class=bd05rb valign=top><div class=m5>Packaging content</div></td><td class=bd05rb valign=top><div class=m5>Quantity per pack</div></td><td class=bd05rb valign=top><div class=m5>1 pc(s)</div></td></tr></table></td> | 49.09 | Danfoss | Electric directional control valve | danfoss-ev220a.jpg | CIEN7-65234736.pdf
11 | Danfoss Inverter Drive, 3-Phase In, 0 в†’ 200 (VVC+ Mode) Hz, 0 в†’ 400 (U/f Mode) Hz Out 0.75 kW, 400 V, 2.2 | 132F0018 | <td valign=top class=BD02 style="border-width: 4px 5px;"><div >Power Rating = 0.75 kW<br>Phase = 3<br>Supply Voltage = 400 V<br>Current Rating = 2.2 A<br>Output Frequency = 0 в†’ 200 (VVC+ Mode) Hz, 0 в†’ 400 (U/f Mode) Hz<br>Ambient Temperature = Maximum of +50В°C<br>Overall Width = 239mm<br>Overall Length = 90mm<br>Overall Depth = 194mm<br>Control Panel = Yes<br>Drive Type = Variable Speed<br>Field Bus Communication Type = Modbus<br>Filter Included = Yes<br>Standards Met = ISO 14001, RoHS, WEEE<br><br>Inverters are delivered without Control Panel, please order seperate. Inverter VLT FC51 - Three Phase Input. The VLT Micro Drive is a general purpose drive that can control AC motors up to 22 kW. It вЂs a small drive with maximum strength and reliability. Features and benefits. VLT FC51 Inverter Drive. Three phase input. Delivered without Control Panel. - Control panel with LCD availabe in two versions:. - LCP without potentiometer IP54, stock no. ; 891-8915 891-8915. - LCP with potentiometer IP21, stock no. ; 891-8918 891-8918. Process PI-controller. Automatic Energy Optimizer (AEO). Automatic Motor Tuning (AMT). 150% motor torque up to 1 minute. Flying start (catch a spinning motor). Electronic Thermal relay (ETR). Smart Logic Controller вЂ“ digital/analog input/output. Built-in brake functions. Built-in RFI filter. Side-by-side mounting. Applications:. Centrifugal pumps. Radial/axial fans. Compressors. Conveyors</div></td> | 225.859 | Danfoss | Frequency converter | r8918820-01.jpg
12 | Danfoss 042U4011 plumbing fitting | 042U4011 | <td valign=top class=BD02 style="border-width: 4px 5px;"><div ></div><div class="fs_2 fw_b" style="margin: 8px 0px;">More information:</div><table border=0 cellspacing=0 cellpadding=0 class="fs_2 BD05 bw_1001" width="100%" style="margin: 4px 0px;"><tr class=B2><td class=bd05rb valign=top><div class=m5>Features</div></td><td class=bd05rb valign=top><div class=m5>Easy to install</div></td><td class=bd05rb valign=top><div class=m5>Yes </div></td></tr><tr class=B14><td class=bd05rb valign=top><div class=m5>Weight & dimensions</div></td><td class=bd05rb valign=top><div class=m5>Weight</div></td><td class=bd05rb valign=top><div class=m5>461 g</div></td></tr><tr class=B2><td class=bd05rb valign=top><div class=m5>Packaging content</div></td><td class=bd05rb valign=top><div class=m5>Quantity per pack</div></td><td class=bd05rb valign=top><div class=m5>1 pc(s)</div></td></tr></table></td> | 41.86 | Danfoss | Electric directional control valve | danfoss-ev220a.jpg | CIEN7-65234717.pdf
13 | Danfoss Inverter Drive, 3-Phase In, 0 в†’ 200 (VVC+ Mode) Hz, 0 в†’ 400 (U/f Mode) Hz Out 15 kW, 400 V, 31 A | 132F0059 | <td valign=top class=BD02 style="border-width: 4px 5px;"><div >Power Rating = 15 kW<br>Phase = 3<br>Supply Voltage = 400 V<br>Current Rating = 31 A<br>Output Frequency = 0 в†’ 200 (VVC+ Mode) Hz, 0 в†’ 400 (U/f Mode) Hz<br>Ambient Temperature = Maximum of +50В°C<br>Overall Width = 292mm<br>Overall Length = 125mm<br>Overall Depth = 241mm<br>Control Panel = Yes<br>Drive Type = Variable Speed<br>Field Bus Communication Type = Modbus<br>Filter Included = Yes<br>Standards Met = ISO 14001, RoHS, WEEE<br><br>Inverters are delivered without Control Panel, please order seperate. Inverter VLT FC51 - Three Phase Input. The VLT Micro Drive is a general purpose drive that can control AC motors up to 22 kW. It вЂs a small drive with maximum strength and reliability. Features and benefits. VLT FC51 Inverter Drive. Three phase input. Delivered without Control Panel. - Control panel with LCD availabe in two versions:. - LCP without potentiometer IP54, stock no. ; 891-8915 891-8915. - LCP with potentiometer IP21, stock no. ; 891-8918 891-8918. Process PI-controller. Automatic Energy Optimizer (AEO). Automatic Motor Tuning (AMT). 150% motor torque up to 1 minute. Flying start (catch a spinning motor). Electronic Thermal relay (ETR). Smart Logic Controller вЂ“ digital/analog input/output. Built-in brake functions. Built-in RFI filter. Side-by-side mounting. Applications:. Centrifugal pumps. Radial/axial fans. Compressors. Conveyors</div></td> | 1,032.966 | Danfoss | Frequency converter | r8918849-01.jpg
14 | Danfoss 042U4012 plumbing fitting | 042U4012 | <td valign=top class=BD02 style="border-width: 4px 5px;"><div ></div><div class="fs_2 fw_b" style="margin: 8px 0px;">More information:</div><table border=0 cellspacing=0 cellpadding=0 class="fs_2 BD05 bw_1001" width="100%" style="margin: 4px 0px;"><tr class=B2><td class=bd05rb valign=top><div class=m5>Features</div></td><td class=bd05rb valign=top><div class=m5>Easy to install</div></td><td class=bd05rb valign=top><div class=m5>Yes </div></td></tr><tr class=B14><td class=bd05rb valign=top><div class=m5>Weight & dimensions</div></td><td class=bd05rb valign=top><div class=m5>Weight</div></td><td class=bd05rb valign=top><div class=m5>432 g</div></td></tr><tr class=B2><td class=bd05rb valign=top><div class=m5>Packaging content</div></td><td class=bd05rb valign=top><div class=m5>Quantity per pack</div></td><td class=bd05rb valign=top><div class=m5>1 pc(s)</div></td></tr></table></td> | 41.86 | Danfoss | Electric directional control valve | danfoss-ev220a.jpg | CIEN7-65234719.pdf
15 | Danfoss Inverter Drive, 3-Phase In, 0 в†’ 200 (VVC+ Mode) Hz, 0 в†’ 400 (U/f Mode) Hz Out 4 kW, 400 V, 9 A | 132F0026 | <td valign=top class=BD02 style="border-width: 4px 5px;"><div >Power Rating = 4 kW<br>Phase = 3<br>Supply Voltage = 400 V<br>Current Rating = 9 A<br>Output Frequency = 0 в†’ 200 (VVC+ Mode) Hz, 0 в†’ 400 (U/f Mode) Hz<br>Ambient Temperature = Maximum of +50В°C<br>Overall Width = 239mm<br>Overall Length = 90mm<br>Overall Depth = 194mm<br>Control Panel = Yes<br>Drive Type = Variable Speed<br>Field Bus Communication Type = Modbus<br>Filter Included = Yes<br>Standards Met = ISO 14001, RoHS, WEEE<br><br>Inverters are delivered without Control Panel, please order seperate. Inverter VLT FC51 - Three Phase Input. The VLT Micro Drive is a general purpose drive that can control AC motors up to 22 kW. It вЂs a small drive with maximum strength and reliability. Features and benefits. VLT FC51 Inverter Drive. Three phase input. Delivered without Control Panel. - Control panel with LCD availabe in two versions:. - LCP without potentiometer IP54, stock no. ; 891-8915 891-8915. - LCP with potentiometer IP21, stock no. ; 891-8918 891-8918. Process PI-controller. Automatic Energy Optimizer (AEO). Automatic Motor Tuning (AMT). 150% motor torque up to 1 minute. Flying start (catch a spinning motor). Electronic Thermal relay (ETR). Smart Logic Controller вЂ“ digital/analog input/output. Built-in brake functions. Built-in RFI filter. Side-by-side mounting. Applications:. Centrifugal pumps. Radial/axial fans. Compressors. Conveyors</div></td> | 467.756 | Danfoss | Frequency converter | r8918839-01.jpg
16 | Danfoss 042U4013 plumbing fitting | 042U4013 | <td valign=top class=BD02 style="border-width: 4px 5px;"><div ></div><div class="fs_2 fw_b" style="margin: 8px 0px;">More information:</div><table border=0 cellspacing=0 cellpadding=0 class="fs_2 BD05 bw_1001" width="100%" style="margin: 4px 0px;"><tr class=B2><td class=bd05rb valign=top><div class=m5>Features</div></td><td class=bd05rb valign=top><div class=m5>Easy to install</div></td><td class=bd05rb valign=top><div class=m5>Yes </div></td></tr><tr class=B14><td class=bd05rb valign=top><div class=m5>Weight & dimensions</div></td><td class=bd05rb valign=top><div class=m5>Weight</div></td><td class=bd05rb valign=top><div class=m5>457 g</div></td></tr><tr class=B2><td class=bd05rb valign=top><div class=m5>Packaging content</div></td><td class=bd05rb valign=top><div class=m5>Quantity per pack</div></td><td class=bd05rb valign=top><div class=m5>1 pc(s)</div></td></tr></table></td> | 38.81 | Danfoss | Electric directional control valve | danfoss-ev220a.jpg | CIEN7-65234722.pdf
17 | Danfoss Remote Mounting Kit for use with FC 280 Midi Drive, LCP | 130B1117 | <td valign=top class=BD02 style="border-width: 4px 5px;"><div >For Use With = FC 280 Midi Drive, LCP<br><br>Inverter VLT FC280- Accessories. Accessories for use with VLT FC280 Inverter drives. Control Panel VLT Control panel LCP 102 (graphical) - ; 125-0796 125-0796 - must be used with LCP adapter in order to work VLT Control panel LCP 21 (numerical) - ; 125-0795 125-0795 Adapter Graphical LCP adapter - ; 125-0797 125-0797 Mounting Kit LCP Panel mounting kit (numerical) with 3 M cable - ; 125-0798 125-0798</div></td> | 1992-11-01 | Danfoss | Inverter Drives | r1250798-01.jpg
18 | Danfoss 042U4001 plumbing fitting | 042U4001 | <td valign=top class=BD02 style="border-width: 4px 5px;"><div ></div><div class="fs_2 fw_b" style="margin: 8px 0px;">More information:</div><table border=0 cellspacing=0 cellpadding=0 class="fs_2 BD05 bw_1001" width="100%" style="margin: 4px 0px;"><tr class=B2><td class=bd05rb valign=top><div class=m5>Features</div></td><td class=bd05rb valign=top><div class=m5>Easy to install</div></td><td class=bd05rb valign=top><div class=m5>Yes </div></td></tr><tr class=B14><td class=bd05rb valign=top><div class=m5>Weight & dimensions</div></td><td class=bd05rb valign=top><div class=m5>Weight</div></td><td class=bd05rb valign=top><div class=m5>486 g</div></td></tr><tr class=B2><td class=bd05rb valign=top><div class=m5>Packaging content</div></td><td class=bd05rb valign=top><div class=m5>Quantity per pack</div></td><td class=bd05rb valign=top><div class=m5>1 pc(s)</div></td></tr></table></td> | 38.81 | Danfoss | Electric directional control valve | danfoss-ev220a.jpg | CIEN7-65234705.pdf
19 | Danfoss 042U4015 plumbing fitting | 042U4015 | <td valign=top class=BD02 style="border-width: 4px 5px;"><div ></div><div class="fs_2 fw_b" style="margin: 8px 0px;">More information:</div><table border=0 cellspacing=0 cellpadding=0 class="fs_2 BD05 bw_1001" width="100%" style="margin: 4px 0px;"><tr class=B2><td class=bd05rb valign=top><div class=m5>Features</div></td><td class=bd05rb valign=top><div class=m5>Easy to install</div></td><td class=bd05rb valign=top><div class=m5>Yes </div></td></tr><tr class=B14><td class=bd05rb valign=top><div class=m5>Weight & dimensions</div></td><td class=bd05rb valign=top><div class=m5>Weight</div></td><td class=bd05rb valign=top><div class=m5>460 g</div></td></tr><tr class=B2><td class=bd05rb valign=top><div class=m5>Packaging content</div></td><td class=bd05rb valign=top><div class=m5>Quantity per pack</div></td><td class=bd05rb valign=top><div class=m5>1 pc(s)</div></td></tr></table></td> | 52.42 | Danfoss | Electric directional control valve | danfoss-ev220a.jpg | CIEN7-65234727.pdf
20 | Danfoss 042U4016 plumbing fitting | 042U4016 | <td valign=top class=BD02 style="border-width: 4px 5px;"><div ></div><div class="fs_2 fw_b" style="margin: 8px 0px;">More information:</div><table border=0 cellspacing=0 cellpadding=0 class="fs_2 BD05 bw_1001" width="100%" style="margin: 4px 0px;"><tr class=B2><td class=bd05rb valign=top><div class=m5>Features</div></td><td class=bd05rb valign=top><div class=m5>Easy to install</div></td><td class=bd05rb valign=top><div class=m5>Yes </div></td></tr><tr class=B14><td class=bd05rb valign=top><div class=m5>Weight & dimensions</div></td><td class=bd05rb valign=top><div class=m5>Weight</div></td><td class=bd05rb valign=top><div class=m5>433 g</div></td></tr><tr class=B2><td class=bd05rb valign=top><div class=m5>Packaging content</div></td><td class=bd05rb valign=top><div class=m5>Quantity per pack</div></td><td class=bd05rb valign=top><div class=m5>1 pc(s)</div></td></tr></table></td> | 52.42 | Danfoss | Electric directional control valve | danfoss-ev220a.jpg | CIEN7-65234729.pdf
21 | Danfoss 042U4021 plumbing fitting | 042U4021 | <td valign=top class=BD02 style="border-width: 4px 5px;"><div ></div><div class="fs_2 fw_b" style="margin: 8px 0px;">More information:</div><table border=0 cellspacing=0 cellpadding=0 class="fs_2 BD05 bw_1001" width="100%" style="margin: 4px 0px;"><tr class=B2><td class=bd05rb valign=top><div class=m5>Features</div></td><td class=bd05rb valign=top><div class=m5>Easy to install</div></td><td class=bd05rb valign=top><div class=m5>Yes </div></td></tr><tr class=B14><td class=bd05rb valign=top><div class=m5>Weight & dimensions</div></td><td class=bd05rb valign=top><div class=m5>Weight</div></td><td class=bd05rb valign=top><div class=m5>502 g</div></td></tr><tr class=B2><td class=bd05rb valign=top><div class=m5>Packaging content</div></td><td class=bd05rb valign=top><div class=m5>Quantity per pack</div></td><td class=bd05rb valign=top><div class=m5>1 pc(s)</div></td></tr></table></td> | 52.42 | Danfoss | Electric directional control valve | danfoss-ev220a.jpg | CIEN7-65234732.pdf
22 | Danfoss 042U4022 plumbing fitting | 042U4022 | <td valign=top class=BD02 style="border-width: 4px 5px;"><div ></div><div class="fs_2 fw_b" style="margin: 8px 0px;">More information:</div><table border=0 cellspacing=0 cellpadding=0 class="fs_2 BD05 bw_1001" width="100%" style="margin: 4px 0px;"><tr class=B2><td class=bd05rb valign=top><div class=m5>Features</div></td><td class=bd05rb valign=top><div class=m5>Easy to install</div></td><td class=bd05rb valign=top><div class=m5>Yes </div></td></tr><tr class=B14><td class=bd05rb valign=top><div class=m5>Weight & dimensions</div></td><td class=bd05rb valign=top><div class=m5>Weight</div></td><td class=bd05rb valign=top><div class=m5>506 g</div></td></tr><tr class=B2><td class=bd05rb valign=top><div class=m5>Packaging content</div></td><td class=bd05rb valign=top><div class=m5>Quantity per pack</div></td><td class=bd05rb valign=top><div class=m5>1 pc(s)</div></td></tr></table></td> | 52.42 | Danfoss | Electric directional control valve | danfoss-ev220a.jpg | CIEN7-65234734.pdf
23 | Danfoss 042U4043 Servo-operrated 2/2-way solenoid valve | 042U4043 | <td valign=top class=BD02 style="border-width: 4px 5px;"><div >Servo-operated 2/2-way solenoid valve Type EV220A</div><div class="fw_b fs_2" style="margin:5px 0px;">More information:</div><table border=0 cellspacing=0 cellpadding=0 class="fs_2 BD05 bw_0001" width="100%"><tr><td width="30%" class=B5><img src='/p.gif' alt='' width=115 height=1 class=bpxl></td><td width="70%" class=B5><img src='/p.gif' alt='' width=1 height=1 class=bpxl></td></tr><tr class=B2><td class=bd05rb valign=top><div class="m5 fw_b">Length:</div></td><td class=bd05rb valign=top><div class=m5>90 mm</div></td></tr><tr class=B14><td class=bd05rb valign=top><div class="m5 fw_b">Weight:</div></td><td class=bd05rb valign=top><div class=m5>1 kg</div></td></tr><tr class=B2><td class=bd05rb valign=top><div class="m5 fw_b">Width:</div></td><td class=bd05rb valign=top><div class=m5>58 mm</div></td></tr></table></td> | 127.77 | Danfoss | Electric directional control valve | danfoss-ev220a.jpg | danfoss-uk-ev220a.pdf
24 | Danfoss 042U4024 plumbing fitting | 042U4024 | <td valign=top class=BD02 style="border-width: 4px 5px;"><div ></div><div class="fs_2 fw_b" style="margin: 8px 0px;">More information:</div><table border=0 cellspacing=0 cellpadding=0 class="fs_2 BD05 bw_1001" width="100%" style="margin: 4px 0px;"><tr class=B2><td class=bd05rb valign=top><div class=m5>Features</div></td><td class=bd05rb valign=top><div class=m5>Easy to install</div></td><td class=bd05rb valign=top><div class=m5>Yes </div></td></tr><tr class=B14><td class=bd05rb valign=top><div class=m5>Weight & dimensions</div></td><td class=bd05rb valign=top><div class=m5>Weight</div></td><td class=bd05rb valign=top><div class=m5>498 g</div></td></tr><tr class=B2><td class=bd05rb valign=top><div class=m5>Packaging content</div></td><td class=bd05rb valign=top><div class=m5>Quantity per pack</div></td><td class=bd05rb valign=top><div class=m5>1 pc(s)</div></td></tr></table></td> | 49.09 | Danfoss | Electric directional control valve | danfoss-ev220a.jpg | CIEN7-65234738.pdf
25 | Danfoss 042U4025 plumbing fitting | 042U4025 | <td valign=top class=BD02 style="border-width: 4px 5px;"><div ></div><div class="fs_2 fw_b" style="margin: 8px 0px;">More information:</div><table border=0 cellspacing=0 cellpadding=0 class="fs_2 BD05 bw_1001" width="100%" style="margin: 4px 0px;"><tr class=B2><td class=bd05rb valign=top><div class=m5>Features</div></td><td class=bd05rb valign=top><div class=m5>Easy to install</div></td><td class=bd05rb valign=top><div class=m5>Yes </div></td></tr><tr class=B14><td class=bd05rb valign=top><div class=m5>Weight & dimensions</div></td><td class=bd05rb valign=top><div class=m5>Weight</div></td><td class=bd05rb valign=top><div class=m5>516 g</div></td></tr><tr class=B2><td class=bd05rb valign=top><div class=m5>Packaging content</div></td><td class=bd05rb valign=top><div class=m5>Quantity per pack</div></td><td class=bd05rb valign=top><div class=m5>1 pc(s)</div></td></tr></table></td> | 63.50 | Danfoss | Electric directional control valve | danfoss-ev220a.jpg | CIEN7-65234740.pdf
26 | Danfoss 042U4026 plumbing fitting | 042U4026 | <td valign=top class=BD02 style="border-width: 4px 5px;"><div ></div><div class="fs_2 fw_b" style="margin: 8px 0px;">More information:</div><table border=0 cellspacing=0 cellpadding=0 class="fs_2 BD05 bw_1001" width="100%" style="margin: 4px 0px;"><tr class=B2><td class=bd05rb valign=top><div class=m5>Features</div></td><td class=bd05rb valign=top><div class=m5>Easy to install</div></td><td class=bd05rb valign=top><div class=m5>Yes </div></td></tr><tr class=B14><td class=bd05rb valign=top><div class=m5>Weight & dimensions</div></td><td class=bd05rb valign=top><div class=m5>Weight</div></td><td class=bd05rb valign=top><div class=m5>496 g</div></td></tr><tr class=B2><td class=bd05rb valign=top><div class=m5>Packaging content</div></td><td class=bd05rb valign=top><div class=m5>Quantity per pack</div></td><td class=bd05rb valign=top><div class=m5>1 pc(s)</div></td></tr></table></td> | 63.50 | Danfoss | Electric directional control valve | danfoss-ev220a.jpg | CIEN7-65234743.pdf
27 | Danfoss 042U4014 plumbing fitting | 042U4014 | <td valign=top class=BD02 style="border-width: 4px 5px;"><div ></div><div class="fs_2 fw_b" style="margin: 8px 0px;">More information:</div><table border=0 cellspacing=0 cellpadding=0 class="fs_2 BD05 bw_1001" width="100%" style="margin: 4px 0px;"><tr class=B2><td class=bd05rb valign=top><div class=m5>Features</div></td><td class=bd05rb valign=top><div class=m5>Easy to install</div></td><td class=bd05rb valign=top><div class=m5>Yes </div></td></tr><tr class=B14><td class=bd05rb valign=top><div class=m5>Weight & dimensions</div></td><td class=bd05rb valign=top><div class=m5>Weight</div></td><td class=bd05rb valign=top><div class=m5>400 g</div></td></tr><tr class=B2><td class=bd05rb valign=top><div class=m5>Packaging content</div></td><td class=bd05rb valign=top><div class=m5>Quantity per pack</div></td><td class=bd05rb valign=top><div class=m5>1 pc(s)</div></td></tr></table></td> | 38.81 | Danfoss | Electric directional control valve | danfoss-ev220a.jpg | CIEN7-65234725.pdf
28 | Danfoss 042U4032 plumbing fitting | 042U4032 | <td valign=top class=BD02 style="border-width: 4px 5px;"><div ></div><div class="fs_2 fw_b" style="margin: 8px 0px;">More information:</div><table border=0 cellspacing=0 cellpadding=0 class="fs_2 BD05 bw_1001" width="100%" style="margin: 4px 0px;"><tr class=B2><td class=bd05rb valign=top><div class=m5>Features</div></td><td class=bd05rb valign=top><div class=m5>Easy to install</div></td><td class=bd05rb valign=top><div class=m5>Yes </div></td></tr><tr class=B14><td class=bd05rb valign=top><div class=m5>Weight & dimensions</div></td><td class=bd05rb valign=top><div class=m5>Weight</div></td><td class=bd05rb valign=top><div class=m5>762 g</div></td></tr><tr class=B2><td class=bd05rb valign=top><div class=m5>Packaging content</div></td><td class=bd05rb valign=top><div class=m5>Quantity per pack</div></td><td class=bd05rb valign=top><div class=m5>1 pc(s)</div></td></tr></table></td> | 92.30 | Danfoss | Electric directional control valve | danfoss-ev220a.jpg | CIEN7-65234748.pdf
29 | Danfoss 042U4033 plumbing fitting | 042U4033 | <td valign=top class=BD02 style="border-width: 4px 5px;"><div ></div><div class="fs_2 fw_b" style="margin: 8px 0px;">More information:</div><table border=0 cellspacing=0 cellpadding=0 class="fs_2 BD05 bw_1001" width="100%" style="margin: 4px 0px;"><tr class=B2><td class=bd05rb valign=top><div class=m5>Features</div></td><td class=bd05rb valign=top><div class=m5>Easy to install</div></td><td class=bd05rb valign=top><div class=m5>Yes </div></td></tr><tr class=B14><td class=bd05rb valign=top><div class=m5>Weight & dimensions</div></td><td class=bd05rb valign=top><div class=m5>Weight</div></td><td class=bd05rb valign=top><div class=m5>762 g</div></td></tr><tr class=B2><td class=bd05rb valign=top><div class=m5>Packaging content</div></td><td class=bd05rb valign=top><div class=m5>Quantity per pack</div></td><td class=bd05rb valign=top><div class=m5>1 pc(s)</div></td></tr></table></td> | 106.48 | Danfoss | Electric directional control valve | danfoss-ev220a.jpg | CIEN7-65234750.pdf
30 | Danfoss 042U4041 Servo-operrated 2/2-way solenoid valve | 042U4041 | <td valign=top class=BD02 style="border-width: 4px 5px;"><div >Servo-operated 2/2-way solenoid valve Type EV220A</div><div class="fw_b fs_2" style="margin:5px 0px;">More information:</div><table border=0 cellspacing=0 cellpadding=0 class="fs_2 BD05 bw_0001" width="100%"><tr><td width="30%" class=B5><img src='/p.gif' alt='' width=115 height=1 class=bpxl></td><td width="70%" class=B5><img src='/p.gif' alt='' width=1 height=1 class=bpxl></td></tr><tr class=B2><td class=bd05rb valign=top><div class="m5 fw_b">Length:</div></td><td class=bd05rb valign=top><div class=m5>90 mm</div></td></tr><tr class=B14><td class=bd05rb valign=top><div class="m5 fw_b">Weight:</div></td><td class=bd05rb valign=top><div class=m5>1 kg</div></td></tr><tr class=B2><td class=bd05rb valign=top><div class="m5 fw_b">Width:</div></td><td class=bd05rb valign=top><div class=m5>58 mm</div></td></tr></table></td> | 115.73 | Danfoss | Electric directional control valve | danfoss-ev220a.jpg | danfoss-uk-ev220a.pdf
31 | Danfoss 042U4042 Servo-operrated 2/2-way solenoid valve | 042U4042 | <td valign=top class=BD02 style="border-width: 4px 5px;"><div >Servo-operated 2/2-way solenoid valve Type EV220A</div><div class="fw_b fs_2" style="margin:5px 0px;">More information:</div><table border=0 cellspacing=0 cellpadding=0 class="fs_2 BD05 bw_0001" width="100%"><tr><td width="30%" class=B5><img src='/p.gif' alt='' width=115 height=1 class=bpxl></td><td width="70%" class=B5><img src='/p.gif' alt='' width=1 height=1 class=bpxl></td></tr><tr class=B2><td class=bd05rb valign=top><div class="m5 fw_b">Length:</div></td><td class=bd05rb valign=top><div class=m5>90 mm</div></td></tr><tr class=B14><td class=bd05rb valign=top><div class="m5 fw_b">Weight:</div></td><td class=bd05rb valign=top><div class=m5>1 kg</div></td></tr><tr class=B2><td class=bd05rb valign=top><div class="m5 fw_b">Width:</div></td><td class=bd05rb valign=top><div class=m5>58 mm</div></td></tr></table></td> | 112.95 | Danfoss | Electric directional control valve | danfoss-ev220a.jpg | danfoss-uk-ev220a.pdf
32 | Danfoss 042U4086 Servo-operrated 2/2-way solenoid valve | 042U4086 | <td valign=top class=BD02 style="border-width: 4px 5px;"><div >Servo-operated 2/2-way solenoid valve Type EV220A</div><div class="fw_b fs_2" style="margin:5px 0px;">More information:</div><table border=0 cellspacing=0 cellpadding=0 class="fs_2 BD05 bw_0001" width="100%"><tr><td width="30%" class=B5><img src='/p.gif' alt='' width=115 height=1 class=bpxl></td><td width="70%" class=B5><img src='/p.gif' alt='' width=1 height=1 class=bpxl></td></tr><tr class=B2><td class=bd05rb valign=top><div class="m5 fw_b">Length:</div></td><td class=bd05rb valign=top><div class=m5>130 mm</div></td></tr><tr class=B14><td class=bd05rb valign=top><div class="m5 fw_b">Weight:</div></td><td class=bd05rb valign=top><div class=m5>3,2 kg</div></td></tr><tr class=B2><td class=bd05rb valign=top><div class="m5 fw_b">Width:</div></td><td class=bd05rb valign=top><div class=m5>95 mm</div></td></tr></table></td> | 272.14 | Danfoss | Electric directional control valve | danfoss-ev220a.jpg | danfoss-uk-ev220a.pdf
33 | Danfoss 042U4053 Servo-operrated 2/2-way solenoid valve | 042U4053 | <td valign=top class=BD02 style="border-width: 4px 5px;"><div >Servo-operated 2/2-way solenoid valve Type EV220A</div><div class="fw_b fs_2" style="margin:5px 0px;">More information:</div><table border=0 cellspacing=0 cellpadding=0 class="fs_2 BD05 bw_0001" width="100%"><tr><td width="30%" class=B5><img src='/p.gif' alt='' width=115 height=1 class=bpxl></td><td width="70%" class=B5><img src='/p.gif' alt='' width=1 height=1 class=bpxl></td></tr><tr class=B2><td class=bd05rb valign=top><div class="m5 fw_b">Length:</div></td><td class=bd05rb valign=top><div class=m5>51 mm</div></td></tr><tr class=B14><td class=bd05rb valign=top><div class="m5 fw_b">Weight:</div></td><td class=bd05rb valign=top><div class=m5>0,46 kg</div></td></tr><tr class=B2><td class=bd05rb valign=top><div class="m5 fw_b">Width:</div></td><td class=bd05rb valign=top><div class=m5>50 mm</div></td></tr></table></td> | 63.50 | Danfoss | Electric directional control valve | danfoss-ev220a.jpg | danfoss-uk-ev220a.pdf
34 | Danfoss 042U4088 Servo-operrated 2/2-way solenoid valve | 042U4088 | <td valign=top class=BD02 style="border-width: 4px 5px;"><div >Servo-operated 2/2-way solenoid valve Type EV220A</div><div class="fw_b fs_2" style="margin:5px 0px;">More information:</div><table border=0 cellspacing=0 cellpadding=0 class="fs_2 BD05 bw_0001" width="100%"><tr><td width="30%" class=B5><img src='/p.gif' alt='' width=115 height=1 class=bpxl></td><td width="70%" class=B5><img src='/p.gif' alt='' width=1 height=1 class=bpxl></td></tr><tr class=B2><td class=bd05rb valign=top><div class="m5 fw_b">Length:</div></td><td class=bd05rb valign=top><div class=m5>162 mm</div></td></tr><tr class=B14><td class=bd05rb valign=top><div class="m5 fw_b">Weight:</div></td><td class=bd05rb valign=top><div class=m5>4,3 kg</div></td></tr><tr class=B2><td class=bd05rb valign=top><div class="m5 fw_b">Width:</div></td><td class=bd05rb valign=top><div class=m5>113 mm</div></td></tr></table></td> | 286.97 | Danfoss | Electric directional control valve | danfoss-ev220a.jpg | danfoss-uk-ev220a.pdf
35 | Danfoss 042U4064 Servo-operrated 2/2-way solenoid valve | 042U4064 | <td valign=top class=BD02 style="border-width: 4px 5px;"><div >Servo-operated 2/2-way solenoid valve Type EV220A</div><div class="fw_b fs_2" style="margin:5px 0px;">More information:</div><table border=0 cellspacing=0 cellpadding=0 class="fs_2 BD05 bw_0001" width="100%"><tr><td width="30%" class=B5><img src='/p.gif' alt='' width=115 height=1 class=bpxl></td><td width="70%" class=B5><img src='/p.gif' alt='' width=1 height=1 class=bpxl></td></tr><tr class=B2><td class=bd05rb valign=top><div class="m5 fw_b">Length:</div></td><td class=bd05rb valign=top><div class=m5>51 mm</div></td></tr><tr class=B14><td class=bd05rb valign=top><div class="m5 fw_b">Weight:</div></td><td class=bd05rb valign=top><div class=m5>0,44 kg</div></td></tr><tr class=B2><td class=bd05rb valign=top><div class="m5 fw_b">Width:</div></td><td class=bd05rb valign=top><div class=m5>50 mm</div></td></tr></table></td> | 63.50 | Danfoss | Electric directional control valve | danfoss-ev220a.jpg | danfoss-uk-ev220a.pdf
36 | Danfoss 042U4031 plumbing fitting | 042U4031 | <td valign=top class=BD02 style="border-width: 4px 5px;"><div ></div><div class="fs_2 fw_b" style="margin: 8px 0px;">More information:</div><table border=0 cellspacing=0 cellpadding=0 class="fs_2 BD05 bw_1001" width="100%" style="margin: 4px 0px;"><tr class=B2><td class=bd05rb valign=top><div class=m5>Features</div></td><td class=bd05rb valign=top><div class=m5>Easy to install</div></td><td class=bd05rb valign=top><div class=m5>Yes </div></td></tr><tr class=B14><td class=bd05rb valign=top><div class=m5>Weight & dimensions</div></td><td class=bd05rb valign=top><div class=m5>Weight</div></td><td class=bd05rb valign=top><div class=m5>752 g</div></td></tr><tr class=B2><td class=bd05rb valign=top><div class=m5>Packaging content</div></td><td class=bd05rb valign=top><div class=m5>Quantity per pack</div></td><td class=bd05rb valign=top><div class=m5>1 pc(s)</div></td></tr></table></td> | 95.36 | Danfoss | Electric directional control valve | danfoss-ev220a.jpg | CIEN7-65234745.pdf
37 | Danfoss 042U4074 Servo-operrated 2/2-way solenoid valve | 042U4074 | <td valign=top class=BD02 style="border-width: 4px 5px;"><div >Servo-operated 2/2-way solenoid valve Type EV220A</div><div class="fw_b fs_2" style="margin:5px 0px;">More information:</div><table border=0 cellspacing=0 cellpadding=0 class="fs_2 BD05 bw_0001" width="100%"><tr><td width="30%" class=B5><img src='/p.gif' alt='' width=115 height=1 class=bpxl></td><td width="70%" class=B5><img src='/p.gif' alt='' width=1 height=1 class=bpxl></td></tr><tr class=B2><td class=bd05rb valign=top><div class="m5 fw_b">Length:</div></td><td class=bd05rb valign=top><div class=m5>58 mm</div></td></tr><tr class=B14><td class=bd05rb valign=top><div class="m5 fw_b">Weight:</div></td><td class=bd05rb valign=top><div class=m5>0,5 kg</div></td></tr><tr class=B2><td class=bd05rb valign=top><div class="m5 fw_b">Width:</div></td><td class=bd05rb valign=top><div class=m5>58 mm</div></td></tr></table></td> | 63.50 | Danfoss | Electric directional control valve | danfoss-ev220a.jpg | danfoss-uk-ev220a.pdf
38 | Danfoss 042U4082 Servo-operrated 2/2-way solenoid valve | 042U4082 | <td valign=top class=BD02 style="border-width: 4px 5px;"><div >Servo-operated 2/2-way solenoid valve Type EV220A</div><div class="fw_b fs_2" style="margin:5px 0px;">More information:</div><table border=0 cellspacing=0 cellpadding=0 class="fs_2 BD05 bw_0001" width="100%"><tr><td width="30%" class=B5><img src='/p.gif' alt='' width=115 height=1 class=bpxl></td><td width="70%" class=B5><img src='/p.gif' alt='' width=1 height=1 class=bpxl></td></tr><tr class=B2><td class=bd05rb valign=top><div class="m5 fw_b">Length:</div></td><td class=bd05rb valign=top><div class=m5>90 mm</div></td></tr><tr class=B14><td class=bd05rb valign=top><div class="m5 fw_b">Weight:</div></td><td class=bd05rb valign=top><div class=m5>0,72 kg</div></td></tr><tr class=B2><td class=bd05rb valign=top><div class="m5 fw_b">Width:</div></td><td class=bd05rb valign=top><div class=m5>58 mm</div></td></tr></table></td> | 115.73 | Danfoss | Electric directional control valve | danfoss-ev220a.jpg | danfoss-uk-ev220a.pdf
39 | Danfoss 042U4084 Servo-operrated 2/2-way solenoid valve | 042U4084 | <td valign=top class=BD02 style="border-width: 4px 5px;"><div >Servo-operated 2/2-way solenoid valve Type EV220A</div><div class="fw_b fs_2" style="margin:5px 0px;">More information:</div><table border=0 cellspacing=0 cellpadding=0 class="fs_2 BD05 bw_0001" width="100%"><tr><td width="30%" class=B5><img src='/p.gif' alt='' width=115 height=1 class=bpxl></td><td width="70%" class=B5><img src='/p.gif' alt='' width=1 height=1 class=bpxl></td></tr><tr class=B2><td class=bd05rb valign=top><div class="m5 fw_b">Length:</div></td><td class=bd05rb valign=top><div class=m5>120 mm</div></td></tr><tr class=B14><td class=bd05rb valign=top><div class="m5 fw_b">Weight:</div></td><td class=bd05rb valign=top><div class=m5>2 kg</div></td></tr><tr class=B2><td class=bd05rb valign=top><div class="m5 fw_b">Width:</div></td><td class=bd05rb valign=top><div class=m5>82 mm</div></td></tr></table></td> | 241.60 | Danfoss | Electric directional control valve | danfoss-ev220a.jpg | danfoss-uk-ev220a.pdf
40 | Danfoss 042U4085 Servo-operrated 2/2-way solenoid valve | 042U4085 | <td valign=top class=BD02 style="border-width: 4px 5px;"><div >Servo-operated 2/2-way solenoid valve Type EV220A</div><div class="fw_b fs_2" style="margin:5px 0px;">More information:</div><table border=0 cellspacing=0 cellpadding=0 class="fs_2 BD05 bw_0001" width="100%"><tr><td width="30%" class=B5><img src='/p.gif' alt='' width=115 height=1 class=bpxl></td><td width="70%" class=B5><img src='/p.gif' alt='' width=1 height=1 class=bpxl></td></tr><tr class=B2><td class=bd05rb valign=top><div class="m5 fw_b">Length:</div></td><td class=bd05rb valign=top><div class=m5>120 mm</div></td></tr><tr class=B14><td class=bd05rb valign=top><div class="m5 fw_b">Weight:</div></td><td class=bd05rb valign=top><div class=m5>2 kg</div></td></tr><tr class=B2><td class=bd05rb valign=top><div class="m5 fw_b">Width:</div></td><td class=bd05rb valign=top><div class=m5>82 mm</div></td></tr></table></td> | 244.38 | Danfoss | Electric directional control valve | danfoss-ev220a.jpg | danfoss-uk-ev220a.pdf
41 | Danfoss 003N1182 plumbing fitting | 003N1182 | <td valign=top class=BD02 style="border-width: 4px 5px;"><div ></div><div class="fs_2 fw_b" style="margin: 8px 0px;">More information:</div><table border=0 cellspacing=0 cellpadding=0 class="fs_2 BD05 bw_1001" width="100%" style="margin: 4px 0px;"><tr class=B2><td class=bd05rb valign=top><div class=m5>Features</div></td><td class=bd05rb valign=top><div class=m5>Easy to install</div></td><td class=bd05rb valign=top><div class=m5>Yes </div></td></tr><tr class=B14><td class=bd05rb valign=top><div class=m5>Weight & dimensions</div></td><td class=bd05rb valign=top><div class=m5>Weight</div></td><td class=bd05rb valign=top><div class=m5>1320 g</div></td></tr><tr class=B2><td class=bd05rb valign=top><div class=m5>Packaging content</div></td><td class=bd05rb valign=top><div class=m5>Quantity per pack</div></td><td class=bd05rb valign=top><div class=m5>1 pc(s)</div></td></tr></table></td> | 247.14 | Danfoss | Valve cock | danfoss-avta.jpg
42 | Danfoss 042U4087 Servo-operrated 2/2-way solenoid valve | 042U4087 | <td valign=top class=BD02 style="border-width: 4px 5px;"><div >Servo-operated 2/2-way solenoid valve Type EV220A</div><div class="fw_b fs_2" style="margin:5px 0px;">More information:</div><table border=0 cellspacing=0 cellpadding=0 class="fs_2 BD05 bw_0001" width="100%"><tr><td width="30%" class=B5><img src='/p.gif' alt='' width=115 height=1 class=bpxl></td><td width="70%" class=B5><img src='/p.gif' alt='' width=1 height=1 class=bpxl></td></tr><tr class=B2><td class=bd05rb valign=top><div class="m5 fw_b">Length:</div></td><td class=bd05rb valign=top><div class=m5>130 mm</div></td></tr><tr class=B14><td class=bd05rb valign=top><div class="m5 fw_b">Weight:</div></td><td class=bd05rb valign=top><div class=m5>3,2 kg</div></td></tr><tr class=B2><td class=bd05rb valign=top><div class="m5 fw_b">Width:</div></td><td class=bd05rb valign=top><div class=m5>95 mm</div></td></tr></table></td> | 275.85 | Danfoss | Electric directional control valve | danfoss-ev220a.jpg | danfoss-uk-ev220a.pdf
43 | Danfoss 003N2132 plumbing fitting | 003N2132 | <td valign=top class=BD02 style="border-width: 4px 5px;"><div ></div><div class="fs_2 fw_b" style="margin: 8px 0px;">More information:</div><table border=0 cellspacing=0 cellpadding=0 class="fs_2 BD05 bw_1001" width="100%" style="margin: 4px 0px;"><tr class=B2><td class=bd05rb valign=top><div class=m5>Features</div></td><td class=bd05rb valign=top><div class=m5>Easy to install</div></td><td class=bd05rb valign=top><div class=m5>Yes </div></td></tr><tr class=B14><td class=bd05rb valign=top><div class=m5>Weight & dimensions</div></td><td class=bd05rb valign=top><div class=m5>Weight</div></td><td class=bd05rb valign=top><div class=m5>1260 g</div></td></tr><tr class=B2><td class=bd05rb valign=top><div class=m5>Packaging content</div></td><td class=bd05rb valign=top><div class=m5>Quantity per pack</div></td><td class=bd05rb valign=top><div class=m5>1 pc(s)</div></td></tr></table></td> | 257.93 | Danfoss | Temperature sensors | danfoss-avta.jpg | CIEN7-65235250.pdf
44 | Danfoss 042U4089 Servo-operrated 2/2-way solenoid valve | 042U4089 | <td valign=top class=BD02 style="border-width: 4px 5px;"><div >Servo-operated 2/2-way solenoid valve Type EV220A</div><div class="fw_b fs_2" style="margin:5px 0px;">More information:</div><table border=0 cellspacing=0 cellpadding=0 class="fs_2 BD05 bw_0001" width="100%"><tr><td width="30%" class=B5><img src='/p.gif' alt='' width=115 height=1 class=bpxl></td><td width="70%" class=B5><img src='/p.gif' alt='' width=1 height=1 class=bpxl></td></tr><tr class=B2><td class=bd05rb valign=top><div class="m5 fw_b">Length:</div></td><td class=bd05rb valign=top><div class=m5>162 mm</div></td></tr><tr class=B14><td class=bd05rb valign=top><div class="m5 fw_b">Weight:</div></td><td class=bd05rb valign=top><div class=m5>4,3 kg</div></td></tr><tr class=B2><td class=bd05rb valign=top><div class="m5 fw_b">Width:</div></td><td class=bd05rb valign=top><div class=m5>113 mm</div></td></tr></table></td> | 358.23 | Danfoss | Electric directional control valve | danfoss-ev220a.jpg | danfoss-uk-ev220a.pdf
45 | Danfoss 042U4073 Servo-operrated 2/2-way solenoid valve | 042U4073 | <td valign=top class=BD02 style="border-width: 4px 5px;"><div >Servo-operated 2/2-way solenoid valve Type EV220A</div><div class="fw_b fs_2" style="margin:5px 0px;">More information:</div><table border=0 cellspacing=0 cellpadding=0 class="fs_2 BD05 bw_0001" width="100%"><tr><td width="30%" class=B5><img src='/p.gif' alt='' width=115 height=1 class=bpxl></td><td width="70%" class=B5><img src='/p.gif' alt='' width=1 height=1 class=bpxl></td></tr><tr class=B2><td class=bd05rb valign=top><div class="m5 fw_b">Length:</div></td><td class=bd05rb valign=top><div class=m5>58 mm</div></td></tr><tr class=B14><td class=bd05rb valign=top><div class="m5 fw_b">Weight:</div></td><td class=bd05rb valign=top><div class=m5>0,52 kg</div></td></tr><tr class=B2><td class=bd05rb valign=top><div class="m5 fw_b">Width:</div></td><td class=bd05rb valign=top><div class=m5>58 mm</div></td></tr></table></td> | 63.50 | Danfoss | Electric directional control valve | danfoss-ev220a.jpg | danfoss-uk-ev220a.pdf
46 | Danfoss 042U4095 Servo-operrated 2/2-way solenoid valve | 042U4095 | <td valign=top class=BD02 style="border-width: 4px 5px;"><div >Servo-operated 2/2-way solenoid valve Type EV220A</div><div class="fw_b fs_2" style="margin:5px 0px;">More information:</div><table border=0 cellspacing=0 cellpadding=0 class="fs_2 BD05 bw_0001" width="100%"><tr><td width="30%" class=B5><img src='/p.gif' alt='' width=115 height=1 class=bpxl></td><td width="70%" class=B5><img src='/p.gif' alt='' width=1 height=1 class=bpxl></td></tr><tr class=B2><td class=bd05rb valign=top><div class="m5 fw_b">Length:</div></td><td class=bd05rb valign=top><div class=m5>120 mm</div></td></tr><tr class=B14><td class=bd05rb valign=top><div class="m5 fw_b">Weight:</div></td><td class=bd05rb valign=top><div class=m5>2 kg</div></td></tr><tr class=B2><td class=bd05rb valign=top><div class="m5 fw_b">Width:</div></td><td class=bd05rb valign=top><div class=m5>82 mm</div></td></tr></table></td> | 255.50 | Danfoss | Electric directional control valve | danfoss-ev220a.jpg | danfoss-uk-ev220a.pdf
47 | Danfoss 042U4096 Servo-operrated 2/2-way solenoid valve | 042U4096 | <td valign=top class=BD02 style="border-width: 4px 5px;"><div >Servo-operated 2/2-way solenoid valve Type EV220A</div><div class="fw_b fs_2" style="margin:5px 0px;">More information:</div><table border=0 cellspacing=0 cellpadding=0 class="fs_2 BD05 bw_0001" width="100%"><tr><td width="30%" class=B5><img src='/p.gif' alt='' width=115 height=1 class=bpxl></td><td width="70%" class=B5><img src='/p.gif' alt='' width=1 height=1 class=bpxl></td></tr><tr class=B2><td class=bd05rb valign=top><div class="m5 fw_b">Length:</div></td><td class=bd05rb valign=top><div class=m5>130 mm</div></td></tr><tr class=B14><td class=bd05rb valign=top><div class="m5 fw_b">Weight:</div></td><td class=bd05rb valign=top><div class=m5>3,2 kg</div></td></tr><tr class=B2><td class=bd05rb valign=top><div class="m5 fw_b">Width:</div></td><td class=bd05rb valign=top><div class=m5>95 mm</div></td></tr></table></td> | 286.97 | Danfoss | Electric directional control valve | danfoss-ev220a.jpg | danfoss-uk-ev220a.pdf
48 | Danfoss 003N1144 plumbing fitting | 003N1144 | <td valign=top class=BD02 style="border-width: 4px 5px;"><div ></div><div class="fs_2 fw_b" style="margin: 8px 0px;">More information:</div><table border=0 cellspacing=0 cellpadding=0 class="fs_2 BD05 bw_1001" width="100%" style="margin: 4px 0px;"><tr class=B2><td class=bd05rb valign=top><div class=m5>Features</div></td><td class=bd05rb valign=top><div class=m5>Easy to install</div></td><td class=bd05rb valign=top><div class=m5>Yes </div></td></tr><tr class=B14><td class=bd05rb valign=top><div class=m5>Weight & dimensions</div></td><td class=bd05rb valign=top><div class=m5>Weight</div></td><td class=bd05rb valign=top><div class=m5>1180 g</div></td></tr><tr class=B2><td class=bd05rb valign=top><div class=m5>Packaging content</div></td><td class=bd05rb valign=top><div class=m5>Quantity per pack</div></td><td class=bd05rb valign=top><div class=m5>1 pc(s)</div></td></tr></table></td> | 225.86 | Danfoss | Temperature sensors | danfoss-avta.jpg
49 | Danfoss 003N1162 plumbing fitting | 003N1162 | <td valign=top class=BD02 style="border-width: 4px 5px;"><div ></div><div class="fs_2 fw_b" style="margin: 8px 0px;">More information:</div><table border=0 cellspacing=0 cellpadding=0 class="fs_2 BD05 bw_1001" width="100%" style="margin: 4px 0px;"><tr class=B2><td class=bd05rb valign=top><div class=m5>Features</div></td><td class=bd05rb valign=top><div class=m5>Easy to install</div></td><td class=bd05rb valign=top><div class=m5>Yes </div></td></tr><tr class=B14><td class=bd05rb valign=top><div class=m5>Weight & dimensions</div></td><td class=bd05rb valign=top><div class=m5>Weight</div></td><td class=bd05rb valign=top><div class=m5>1290 g</div></td></tr><tr class=B2><td class=bd05rb valign=top><div class=m5>Packaging content</div></td><td class=bd05rb valign=top><div class=m5>Quantity per pack</div></td><td class=bd05rb valign=top><div class=m5>1 pc(s)</div></td></tr></table></td> | 247.14 | Danfoss | Temperature sensors | danfoss-avta.jpg
50 | Danfoss 003N0299 plumbing fitting | 003N0299 | <td valign=top class=BD02 style="border-width: 4px 5px;"><div ></div><div class="fs_2 fw_b" style="margin: 8px 0px;">More information:</div><table border=0 cellspacing=0 cellpadding=0 class="fs_2 BD05 bw_1001" width="100%" style="margin: 4px 0px;"><tr class=B2><td class=bd05rb valign=top><div class=m5>Features</div></td><td class=bd05rb valign=top><div class=m5>Easy to install</div></td><td class=bd05rb valign=top><div class=m5>Yes </div></td></tr><tr class=B14><td class=bd05rb valign=top><div class=m5>Weight & dimensions</div></td><td class=bd05rb valign=top><div class=m5>Weight</div></td><td class=bd05rb valign=top><div class=m5>1250 g</div></td></tr><tr class=B2><td class=bd05rb valign=top><div class=m5>Packaging content</div></td><td class=bd05rb valign=top><div class=m5>Quantity per pack</div></td><td class=bd05rb valign=top><div class=m5>1 pc(s)</div></td></tr></table></td> | 265.67 | Danfoss | Temperature sensors | danfoss-avta.jpg
51 | Danfoss 003N0042 plumbing fitting | 003N0042 | <td valign=top class=BD02 style="border-width: 4px 5px;"><div ></div><div class="fs_2 fw_b" style="margin: 8px 0px;">More information:</div><table border=0 cellspacing=0 cellpadding=0 class="fs_2 BD05 bw_1001" width="100%" style="margin: 4px 0px;"><tr class=B2><td class=bd05rb valign=top><div class=m5>Features</div></td><td class=bd05rb valign=top><div class=m5>Easy to install</div></td><td class=bd05rb valign=top><div class=m5>Yes </div></td></tr><tr class=B14><td class=bd05rb valign=top><div class=m5>Weight & dimensions</div></td><td class=bd05rb valign=top><div class=m5>Weight</div></td><td class=bd05rb valign=top><div class=m5>1150 g</div></td></tr><tr class=B2><td class=bd05rb valign=top><div class=m5>Packaging content</div></td><td class=bd05rb valign=top><div class=m5>Quantity per pack</div></td><td class=bd05rb valign=top><div class=m5>1 pc(s)</div></td></tr></table></td> | 265.67 | Danfoss | Temperature sensors | danfoss-avta.jpg
52 | Danfoss AVTA 15 G1/2" 50-90В°C Thermo. operated water valve | 003N2182 | <td valign=top class=BD02 style="border-width: 4px 5px;"><div >Thermo. operated water valve Type AVTA. Thermo. operated water valves are used for proportional regulation of flow quantity, depending on the setting and the sensor temperature. The Danfoss range of thermo. operated water valves includes a series of products for both refrigeration and heating regulation. The valves are self-acting, i.e. they operate without the supply of auxiliary energy such as electricity or compressed air. The required temperature is maintained constant without unnecessary use of: cooling water in cooling systems, hot water or steam in heating systems. The operating economy and-efficiency are maximized.</div><div class="fw_b fs_2" style="margin:5px 0px;">More information:</div><table border=0 cellspacing=0 cellpadding=0 class="fs_2 BD05 bw_0001" width="100%"><tr><td width="30%" class=B5><img src='/p.gif' alt='' width=115 height=1 class=bpxl></td><td width="70%" class=B5><img src='/p.gif' alt='' width=1 height=1 class=bpxl></td></tr><tr class=B2><td class=bd05rb valign=top><div class="m5 fw_b">Adjustment range max.:</div></td><td class=bd05rb valign=top><div class=m5>90 В°C</div></td></tr><tr class=B14><td class=bd05rb valign=top><div class="m5 fw_b">Adjustment range min.:</div></td><td class=bd05rb valign=top><div class=m5>50 В°C</div></td></tr></table></td> |  | Danfoss | Valve cock | danfoss-avta.jpg | danfoss-uk-avta.pdf
53 | Danfoss 003N0107 plumbing fitting | 003N0107 | <td valign=top class=BD02 style="border-width: 4px 5px;"><div ></div><div class="fs_2 fw_b" style="margin: 8px 0px;">More information:</div><table border=0 cellspacing=0 cellpadding=0 class="fs_2 BD05 bw_1001" width="100%" style="margin: 4px 0px;"><tr class=B2><td class=bd05rb valign=top><div class=m5>Features</div></td><td class=bd05rb valign=top><div class=m5>Easy to install</div></td><td class=bd05rb valign=top><div class=m5>Yes </div></td></tr><tr class=B14><td class=bd05rb valign=top><div class=m5>Weight & dimensions</div></td><td class=bd05rb valign=top><div class=m5>Weight</div></td><td class=bd05rb valign=top><div class=m5>1270 g</div></td></tr><tr class=B2><td class=bd05rb valign=top><div class=m5>Packaging content</div></td><td class=bd05rb valign=top><div class=m5>Quantity per pack</div></td><td class=bd05rb valign=top><div class=m5>1 pc(s)</div></td></tr></table></td> | 257.93 | Danfoss | Temperature sensors | danfoss-avta.jpg
54 | Danfoss 042U4092 Servo-operrated 2/2-way solenoid valve | 042U4092 | <td valign=top class=BD02 style="border-width: 4px 5px;"><div >Servo-operated 2/2-way solenoid valve Type EV220A</div><div class="fw_b fs_2" style="margin:5px 0px;">More information:</div><table border=0 cellspacing=0 cellpadding=0 class="fs_2 BD05 bw_0001" width="100%"><tr><td width="30%" class=B5><img src='/p.gif' alt='' width=115 height=1 class=bpxl></td><td width="70%" class=B5><img src='/p.gif' alt='' width=1 height=1 class=bpxl></td></tr><tr class=B2><td class=bd05rb valign=top><div class="m5 fw_b">Length:</div></td><td class=bd05rb valign=top><div class=m5>90 mm</div></td></tr><tr class=B14><td class=bd05rb valign=top><div class="m5 fw_b">Weight:</div></td><td class=bd05rb valign=top><div class=m5>1 kg</div></td></tr><tr class=B2><td class=bd05rb valign=top><div class="m5 fw_b">Width:</div></td><td class=bd05rb valign=top><div class=m5>58 mm</div></td></tr></table></td> | 127.77 | Danfoss | Electric directional control valve | danfoss-ev220a.jpg | danfoss-uk-ev220a.pdf
55 | Danfoss 003N2150 plumbing fitting | 003N2150 | <td valign=top class=BD02 style="border-width: 4px 5px;"><div ></div><div class="fs_2 fw_b" style="margin: 8px 0px;">More information:</div><table border=0 cellspacing=0 cellpadding=0 class="fs_2 BD05 bw_1001" width="100%" style="margin: 4px 0px;"><tr class=B2><td class=bd05rb valign=top><div class=m5>Features</div></td><td class=bd05rb valign=top><div class=m5>Easy to install</div></td><td class=bd05rb valign=top><div class=m5>Yes </div></td></tr><tr class=B14><td class=bd05rb valign=top><div class=m5>Weight & dimensions</div></td><td class=bd05rb valign=top><div class=m5>Weight</div></td><td class=bd05rb valign=top><div class=m5>1250 g</div></td></tr><tr class=B2><td class=bd05rb valign=top><div class=m5>Packaging content</div></td><td class=bd05rb valign=top><div class=m5>Quantity per pack</div></td><td class=bd05rb valign=top><div class=m5>1 pc(s)</div></td></tr></table></td> | 663.67 | Danfoss | Temperature sensors | danfoss-avta.jpg
56 | Danfoss 003N1132 plumbing fitting | 003N1132 | <td valign=top class=BD02 style="border-width: 4px 5px;"><div ></div><div class="fs_2 fw_b" style="margin: 8px 0px;">More information:</div><table border=0 cellspacing=0 cellpadding=0 class="fs_2 BD05 bw_1001" width="100%" style="margin: 4px 0px;"><tr class=B2><td class=bd05rb valign=top><div class=m5>Features</div></td><td class=bd05rb valign=top><div class=m5>Easy to install</div></td><td class=bd05rb valign=top><div class=m5>Yes </div></td></tr><tr class=B14><td class=bd05rb valign=top><div class=m5>Weight & dimensions</div></td><td class=bd05rb valign=top><div class=m5>Weight</div></td><td class=bd05rb valign=top><div class=m5>1290 g</div></td></tr><tr class=B2><td class=bd05rb valign=top><div class=m5>Packaging content</div></td><td class=bd05rb valign=top><div class=m5>Quantity per pack</div></td><td class=bd05rb valign=top><div class=m5>1 pc(s)</div></td></tr></table></td> | 247.14 | Danfoss | Temperature sensors | danfoss-avta.jpg
57 | Danfoss 003N0041 plumbing fitting | 003N0041 | <td valign=top class=BD02 style="border-width: 4px 5px;"><div ></div><div class="fs_2 fw_b" style="margin: 8px 0px;">More information:</div><table border=0 cellspacing=0 cellpadding=0 class="fs_2 BD05 bw_1001" width="100%" style="margin: 4px 0px;"><tr class=B2><td class=bd05rb valign=top><div class=m5>Features</div></td><td class=bd05rb valign=top><div class=m5>Easy to install</div></td><td class=bd05rb valign=top><div class=m5>Yes </div></td></tr><tr class=B14><td class=bd05rb valign=top><div class=m5>Weight & dimensions</div></td><td class=bd05rb valign=top><div class=m5>Weight</div></td><td class=bd05rb valign=top><div class=m5>1460 g</div></td></tr><tr class=B2><td class=bd05rb valign=top><div class=m5>Packaging content</div></td><td class=bd05rb valign=top><div class=m5>Quantity per pack</div></td><td class=bd05rb valign=top><div class=m5>1 pc(s)</div></td></tr></table></td> | 265.67 | Danfoss | Temperature sensors | danfoss-avta.jpg
58 | Danfoss 003N0045 plumbing fitting | 003N0045 | <td valign=top class=BD02 style="border-width: 4px 5px;"><div ></div><div class="fs_2 fw_b" style="margin: 8px 0px;">More information:</div><table border=0 cellspacing=0 cellpadding=0 class="fs_2 BD05 bw_1001" width="100%" style="margin: 4px 0px;"><tr class=B2><td class=bd05rb valign=top><div class=m5>Features</div></td><td class=bd05rb valign=top><div class=m5>Easy to install</div></td><td class=bd05rb valign=top><div class=m5>Yes </div></td></tr><tr class=B14><td class=bd05rb valign=top><div class=m5>Weight & dimensions</div></td><td class=bd05rb valign=top><div class=m5>Weight</div></td><td class=bd05rb valign=top><div class=m5>1130 g</div></td></tr><tr class=B2><td class=bd05rb valign=top><div class=m5>Packaging content</div></td><td class=bd05rb valign=top><div class=m5>Quantity per pack</div></td><td class=bd05rb valign=top><div class=m5>1 pc(s)</div></td></tr></table></td> | 257.93 | Danfoss | Temperature sensors | danfoss-avta.jpg
59 | Danfoss AVTA 20 G3/4" 25-65В°C Thermo. operated water valve | 003N3162 | <td valign=top class=BD02 style="border-width: 4px 5px;"><div >Thermo. operated water valve Type AVTA. Thermo. operated water valves are used for proportional regulation of flow quantity, depending on the setting and the sensor temperature. The Danfoss range of thermo. operated water valves includes a series of products for both refrigeration and heating regulation. The valves are self-acting, i.e. they operate without the supply of auxiliary energy such as electricity or compressed air. The required temperature is maintained constant without unnecessary use of: cooling water in cooling systems, hot water or steam in heating systems. The operating economy and-efficiency are maximized.</div><div class="fw_b fs_2" style="margin:5px 0px;">More information:</div><table border=0 cellspacing=0 cellpadding=0 class="fs_2 BD05 bw_0001" width="100%"><tr><td width="30%" class=B5><img src='/p.gif' alt='' width=115 height=1 class=bpxl></td><td width="70%" class=B5><img src='/p.gif' alt='' width=1 height=1 class=bpxl></td></tr><tr class=B2><td class=bd05rb valign=top><div class="m5 fw_b">Adjustment range max.:</div></td><td class=bd05rb valign=top><div class=m5>65 В°C</div></td></tr><tr class=B14><td class=bd05rb valign=top><div class="m5 fw_b">Adjustment range min.:</div></td><td class=bd05rb valign=top><div class=m5>25 В°C</div></td></tr></table></td> | 287.60 | Danfoss | Temperature sensors | danfoss-avta.jpg | danfoss-uk-avta.pdf
60 | Danfoss AVTA 15 G1/2" 25-65В°C Thermo. operated water valve | 003N2162 | <td valign=top class=BD02 style="border-width: 4px 5px;"><div >Thermo. operated water valve Type AVTA. Thermo. operated water valves are used for proportional regulation of flow quantity, depending on the setting and the sensor temperature. The Danfoss range of thermo. operated water valves includes a series of products for both refrigeration and heating regulation. The valves are self-acting, i.e. they operate without the supply of auxiliary energy such as electricity or compressed air. The required temperature is maintained constant without unnecessary use of: cooling water in cooling systems, hot water or steam in heating systems. The operating economy and-efficiency are maximized.</div><div class="fw_b fs_2" style="margin:5px 0px;">More information:</div><table border=0 cellspacing=0 cellpadding=0 class="fs_2 BD05 bw_0001" width="100%"><tr><td width="30%" class=B5><img src='/p.gif' alt='' width=115 height=1 class=bpxl></td><td width="70%" class=B5><img src='/p.gif' alt='' width=1 height=1 class=bpxl></td></tr><tr class=B2><td class=bd05rb valign=top><div class="m5 fw_b">Adjustment range max.:</div></td><td class=bd05rb valign=top><div class=m5>65 В°C</div></td></tr><tr class=B14><td class=bd05rb valign=top><div class="m5 fw_b">Adjustment range min.:</div></td><td class=bd05rb valign=top><div class=m5>25 В°C</div></td></tr></table></td> |  | Danfoss | Temperature sensors | danfoss-avta.jpg | danfoss-uk-avta.pdf
61 | Danfoss AVTA 20 G3/4" 50-90В°C Thermo. operated water valve | 003N3182 | <td valign=top class=BD02 style="border-width: 4px 5px;"><div >Thermo. operated water valve Type AVTA. Thermo. operated water valves are used for proportional regulation of flow quantity, depending on the setting and the sensor temperature. The Danfoss range of thermo. operated water valves includes a series of products for both refrigeration and heating regulation. The valves are self-acting, i.e. they operate without the supply of auxiliary energy such as electricity or compressed air. The required temperature is maintained constant without unnecessary use of: cooling water in cooling systems, hot water or steam in heating systems. The operating economy and-efficiency are maximized.</div><div class="fw_b fs_2" style="margin:5px 0px;">More information:</div><table border=0 cellspacing=0 cellpadding=0 class="fs_2 BD05 bw_0001" width="100%"><tr><td width="30%" class=B5><img src='/p.gif' alt='' width=115 height=1 class=bpxl></td><td width="70%" class=B5><img src='/p.gif' alt='' width=1 height=1 class=bpxl></td></tr><tr class=B2><td class=bd05rb valign=top><div class="m5 fw_b">Weight:</div></td><td class=bd05rb valign=top><div class=m5>1,3 kg</div></td></tr><tr class=B14><td class=bd05rb valign=top><div class="m5 fw_b">Adjustment range max.:</div></td><td class=bd05rb valign=top><div class=m5>90 В°C</div></td></tr><tr class=B2><td class=bd05rb valign=top><div class="m5 fw_b">Adjustment range min.:</div></td><td class=bd05rb valign=top><div class=m5>50 В°C</div></td></tr></table></td> | 287.60 | Danfoss | Valve cock | danfoss-avta.jpg | danfoss-uk-avta.pdf
62 | Danfoss 003N0043 plumbing fitting | 003N0043 | <td valign=top class=BD02 style="border-width: 4px 5px;"><div ></div><div class="fs_2 fw_b" style="margin: 8px 0px;">More information:</div><table border=0 cellspacing=0 cellpadding=0 class="fs_2 BD05 bw_1001" width="100%" style="margin: 4px 0px;"><tr class=B2><td class=bd05rb valign=top><div class=m5>Features</div></td><td class=bd05rb valign=top><div class=m5>Easy to install</div></td><td class=bd05rb valign=top><div class=m5>Yes </div></td></tr><tr class=B14><td class=bd05rb valign=top><div class=m5>Weight & dimensions</div></td><td class=bd05rb valign=top><div class=m5>Weight</div></td><td class=bd05rb valign=top><div class=m5>1020 g</div></td></tr><tr class=B2><td class=bd05rb valign=top><div class=m5>Packaging content</div></td><td class=bd05rb valign=top><div class=m5>Quantity per pack</div></td><td class=bd05rb valign=top><div class=m5>1 pc(s)</div></td></tr></table></td> | 296.22 | Danfoss | Temperature sensors | danfoss-avta.jpg
63 | Danfoss 003N2114 plumbing fitting | 003N2114 | <td valign=top class=BD02 style="border-width: 4px 5px;"><div ></div><div class="fs_2 fw_b" style="margin: 8px 0px;">More information:</div><table border=0 cellspacing=0 cellpadding=0 class="fs_2 BD05 bw_1001" width="100%" style="margin: 4px 0px;"><tr class=B2><td class=bd05rb valign=top><div class=m5>Features</div></td><td class=bd05rb valign=top><div class=m5>Easy to install</div></td><td class=bd05rb valign=top><div class=m5>Yes </div></td></tr><tr class=B14><td class=bd05rb valign=top><div class=m5>Weight & dimensions</div></td><td class=bd05rb valign=top><div class=m5>Weight</div></td><td class=bd05rb valign=top><div class=m5>1240 g</div></td></tr><tr class=B2><td class=bd05rb valign=top><div class=m5>Packaging content</div></td><td class=bd05rb valign=top><div class=m5>Quantity per pack</div></td><td class=bd05rb valign=top><div class=m5>1 pc(s)</div></td></tr></table></td> | 265.67 | Danfoss | Temperature sensors | danfoss-avta.jpg | CIEN7-65235249.pdf
64 | Danfoss 003N0108 plumbing fitting | 003N0108 | <td valign=top class=BD02 style="border-width: 4px 5px;"><div ></div><div class="fs_2 fw_b" style="margin: 8px 0px;">More information:</div><table border=0 cellspacing=0 cellpadding=0 class="fs_2 BD05 bw_1001" width="100%" style="margin: 4px 0px;"><tr class=B2><td class=bd05rb valign=top><div class=m5>Features</div></td><td class=bd05rb valign=top><div class=m5>Easy to install</div></td><td class=bd05rb valign=top><div class=m5>Yes </div></td></tr><tr class=B14><td class=bd05rb valign=top><div class=m5>Weight & dimensions</div></td><td class=bd05rb valign=top><div class=m5>Weight</div></td><td class=bd05rb valign=top><div class=m5>1300 g</div></td></tr><tr class=B2><td class=bd05rb valign=top><div class=m5>Packaging content</div></td><td class=bd05rb valign=top><div class=m5>Quantity per pack</div></td><td class=bd05rb valign=top><div class=m5>1 pc(s)</div></td></tr></table></td> | 287.60 | Danfoss | Temperature sensors | danfoss-avta.jpg
65 | Danfoss 003N0034 plumbing fitting | 003N0034 | <td valign=top class=BD02 style="border-width: 4px 5px;"><div ></div><div class="fs_2 fw_b" style="margin: 8px 0px;">More information:</div><table border=0 cellspacing=0 cellpadding=0 class="fs_2 BD05 bw_1001" width="100%" style="margin: 4px 0px;"><tr class=B2><td class=bd05rb valign=top><div class=m5>Features</div></td><td class=bd05rb valign=top><div class=m5>Easy to install</div></td><td class=bd05rb valign=top><div class=m5>Yes </div></td></tr><tr class=B14><td class=bd05rb valign=top><div class=m5>Weight & dimensions</div></td><td class=bd05rb valign=top><div class=m5>Weight</div></td><td class=bd05rb valign=top><div class=m5>1370 g</div></td></tr><tr class=B2><td class=bd05rb valign=top><div class=m5>Packaging content</div></td><td class=bd05rb valign=top><div class=m5>Quantity per pack</div></td><td class=bd05rb valign=top><div class=m5>1 pc(s)</div></td></tr></table></td> | 265.67 | Danfoss | Temperature sensors | danfoss-avta.jpg
66 | Danfoss 003N0031 plumbing fitting | 003N0031 | <td valign=top class=BD02 style="border-width: 4px 5px;"><div ></div><div class="fs_2 fw_b" style="margin: 8px 0px;">More information:</div><table border=0 cellspacing=0 cellpadding=0 class="fs_2 BD05 bw_1001" width="100%" style="margin: 4px 0px;"><tr class=B2><td class=bd05rb valign=top><div class=m5>Features</div></td><td class=bd05rb valign=top><div class=m5>Easy to install</div></td><td class=bd05rb valign=top><div class=m5>Yes </div></td></tr><tr class=B14><td class=bd05rb valign=top><div class=m5>Weight & dimensions</div></td><td class=bd05rb valign=top><div class=m5>Weight</div></td><td class=bd05rb valign=top><div class=m5>1400 g</div></td></tr><tr class=B2><td class=bd05rb valign=top><div class=m5>Packaging content</div></td><td class=bd05rb valign=top><div class=m5>Quantity per pack</div></td><td class=bd05rb valign=top><div class=m5>1 pc(s)</div></td></tr></table></td> | 296.22 | Danfoss | Temperature sensors | danfoss-avta.jpg
67 | Danfoss 003N0046 plumbing fitting | 003N0046 | <td valign=top class=BD02 style="border-width: 4px 5px;"><div ></div><div class="fs_2 fw_b" style="margin: 8px 0px;">More information:</div><table border=0 cellspacing=0 cellpadding=0 class="fs_2 BD05 bw_1001" width="100%" style="margin: 4px 0px;"><tr class=B2><td class=bd05rb valign=top><div class=m5>Features</div></td><td class=bd05rb valign=top><div class=m5>Easy to install</div></td><td class=bd05rb valign=top><div class=m5>Yes </div></td></tr><tr class=B14><td class=bd05rb valign=top><div class=m5>Weight & dimensions</div></td><td class=bd05rb valign=top><div class=m5>Weight</div></td><td class=bd05rb valign=top><div class=m5>1200 g</div></td></tr><tr class=B2><td class=bd05rb valign=top><div class=m5>Packaging content</div></td><td class=bd05rb valign=top><div class=m5>Quantity per pack</div></td><td class=bd05rb valign=top><div class=m5>1 pc(s)</div></td></tr></table></td> | 287.60 | Danfoss | Temperature sensors | danfoss-avta.jpg
68 | Danfoss 003N4165 plumbing fitting | 003N4165 | <td valign=top class=BD02 style="border-width: 4px 5px;"><div ></div><div class="fs_2 fw_b" style="margin: 8px 0px;">More information:</div><table border=0 cellspacing=0 cellpadding=0 class="fs_2 BD05 bw_1001" width="100%" style="margin: 4px 0px;"><tr class=B2><td class=bd05rb valign=top><div class=m5>Features</div></td><td class=bd05rb valign=top><div class=m5>Easy to install</div></td><td class=bd05rb valign=top><div class=m5>Yes </div></td></tr><tr class=B14><td class=bd05rb valign=top><img src='/p.gif' alt='' width=1 height=1 class=bpxl></td><td class=bd05rb valign=top><div class=m5>Certification</div></td><td class=bd05rb valign=top><div class=m5>EAC, LLC CDC TYSK, PED, RoHS, RoHS China </div></td></tr><tr class=B2><td class=bd05rb valign=top><div class=m5>Weight & dimensions</div></td><td class=bd05rb valign=top><div class=m5>Weight</div></td><td class=bd05rb valign=top><div class=m5>1430 g</div></td></tr><tr class=B14><td class=bd05rb valign=top><div class=m5>Packaging content</div></td><td class=bd05rb valign=top><div class=m5>Quantity per pack</div></td><td class=bd05rb valign=top><div class=m5>1 pc(s)</div></td></tr></table></td> | 328.61 | Danfoss | Temperature sensors | danfoss-avta.jpg
69 | Danfoss 003N3165 plumbing fitting | 003N3165 | <td valign=top class=BD02 style="border-width: 4px 5px;"><div ></div><div class="fs_2 fw_b" style="margin: 8px 0px;">More information:</div><table border=0 cellspacing=0 cellpadding=0 class="fs_2 BD05 bw_1001" width="100%" style="margin: 4px 0px;"><tr class=B2><td class=bd05rb valign=top><div class=m5>Features</div></td><td class=bd05rb valign=top><div class=m5>Easy to install</div></td><td class=bd05rb valign=top><div class=m5>Yes </div></td></tr><tr class=B14><td class=bd05rb valign=top><img src='/p.gif' alt='' width=1 height=1 class=bpxl></td><td class=bd05rb valign=top><div class=m5>Certification</div></td><td class=bd05rb valign=top><div class=m5>EAC, LLC CDC TYSK, PED, RoHS, RoHS China </div></td></tr><tr class=B2><td class=bd05rb valign=top><div class=m5>Weight & dimensions</div></td><td class=bd05rb valign=top><div class=m5>Weight</div></td><td class=bd05rb valign=top><div class=m5>1400 g</div></td></tr><tr class=B14><td class=bd05rb valign=top><div class=m5>Packaging content</div></td><td class=bd05rb valign=top><div class=m5>Quantity per pack</div></td><td class=bd05rb valign=top><div class=m5>1 pc(s)</div></td></tr></table></td> | 296.22 | Danfoss | Temperature sensors | danfoss-avta.jpg
70 | Danfoss 003N4183 plumbing fitting | 003N4183 | <td valign=top class=BD02 style="border-width: 4px 5px;"><div ></div><div class="fs_2 fw_b" style="margin: 8px 0px;">More information:</div><table border=0 cellspacing=0 cellpadding=0 class="fs_2 BD05 bw_1001" width="100%" style="margin: 4px 0px;"><tr class=B2><td class=bd05rb valign=top><div class=m5>Features</div></td><td class=bd05rb valign=top><div class=m5>Easy to install</div></td><td class=bd05rb valign=top><div class=m5>Yes </div></td></tr><tr class=B14><td class=bd05rb valign=top><img src='/p.gif' alt='' width=1 height=1 class=bpxl></td><td class=bd05rb valign=top><div class=m5>Certification</div></td><td class=bd05rb valign=top><div class=m5>EAC, LLC CDC TYSK, PED, RoHS, RoHS China </div></td></tr><tr class=B2><td class=bd05rb valign=top><div class=m5>Weight & dimensions</div></td><td class=bd05rb valign=top><div class=m5>Weight</div></td><td class=bd05rb valign=top><div class=m5>1540 g</div></td></tr><tr class=B14><td class=bd05rb valign=top><div class=m5>Packaging content</div></td><td class=bd05rb valign=top><div class=m5>Quantity per pack</div></td><td class=bd05rb valign=top><div class=m5>1 pc(s)</div></td></tr></table></td> | 328.61 | Danfoss | Valve cock | danfoss-avta.jpg
71 | Danfoss AVTA 25 G1" 0-30В°C Thermo. operated water valve | 003N4132 | <td valign=top class=BD02 style="border-width: 4px 5px;"><div >Thermo. operated water valve Type AVTA. Thermo. operated water valves are used for proportional regulation of flow quantity, depending on the setting and the sensor temperature. The Danfoss range of thermo. operated water valves includes a series of products for both refrigeration and heating regulation. The valves are self-acting, i.e. they operate without the supply of auxiliary energy such as electricity or compressed air. The required temperature is maintained constant without unnecessary use of: cooling water in cooling systems, hot water or steam in heating systems. The operating economy and-efficiency are maximized.</div><div class="fw_b fs_2" style="margin:5px 0px;">More information:</div><table border=0 cellspacing=0 cellpadding=0 class="fs_2 BD05 bw_0001" width="100%"><tr><td width="30%" class=B5><img src='/p.gif' alt='' width=115 height=1 class=bpxl></td><td width="70%" class=B5><img src='/p.gif' alt='' width=1 height=1 class=bpxl></td></tr><tr class=B2><td class=bd05rb valign=top><div class="m5 fw_b">Weight:</div></td><td class=bd05rb valign=top><div class=m5>1,4 kg</div></td></tr><tr class=B14><td class=bd05rb valign=top><div class="m5 fw_b">Adjustment range max.:</div></td><td class=bd05rb valign=top><div class=m5>30 В°C</div></td></tr><tr class=B2><td class=bd05rb valign=top><div class="m5 fw_b">Adjustment range min.:</div></td><td class=bd05rb valign=top><div class=m5>0 В°C</div></td></tr></table></td> | 319.03 | Danfoss | Temperature sensors | danfoss-avta.jpg | danfoss-uk-avta.pdf
72 | Danfoss AVTA 20 G3/4" 0-30В°C Thermo. operated water valve | 003N3132 | <td valign=top class=BD02 style="border-width: 4px 5px;"><div >Thermo. operated water valve Type AVTA. Thermo. operated water valves are used for proportional regulation of flow quantity, depending on the setting and the sensor temperature. The Danfoss range of thermo. operated water valves includes a series of products for both refrigeration and heating regulation. The valves are self-acting, i.e. they operate without the supply of auxiliary energy such as electricity or compressed air. The required temperature is maintained constant without unnecessary use of: cooling water in cooling systems, hot water or steam in heating systems. The operating economy and-efficiency are maximized.</div><div class="fw_b fs_2" style="margin:5px 0px;">More information:</div><table border=0 cellspacing=0 cellpadding=0 class="fs_2 BD05 bw_0001" width="100%"><tr><td width="30%" class=B5><img src='/p.gif' alt='' width=115 height=1 class=bpxl></td><td width="70%" class=B5><img src='/p.gif' alt='' width=1 height=1 class=bpxl></td></tr><tr class=B2><td class=bd05rb valign=top><div class="m5 fw_b">Adjustment range max.:</div></td><td class=bd05rb valign=top><div class=m5>30 В°C</div></td></tr><tr class=B14><td class=bd05rb valign=top><div class="m5 fw_b">Adjustment range min.:</div></td><td class=bd05rb valign=top><div class=m5>0 В°C</div></td></tr></table></td> |  | Danfoss | Temperature sensors | danfoss-avta.jpg | danfoss-uk-avta.pdf
73 | Danfoss 003N4150 plumbing fitting | 003N4150 | <td valign=top class=BD02 style="border-width: 4px 5px;"><div ></div><div class="fs_2 fw_b" style="margin: 8px 0px;">More information:</div><table border=0 cellspacing=0 cellpadding=0 class="fs_2 BD05 bw_1001" width="100%" style="margin: 4px 0px;"><tr class=B2><td class=bd05rb valign=top><div class=m5>Features</div></td><td class=bd05rb valign=top><div class=m5>Easy to install</div></td><td class=bd05rb valign=top><div class=m5>Yes </div></td></tr><tr class=B14><td class=bd05rb valign=top><div class=m5>Weight & dimensions</div></td><td class=bd05rb valign=top><div class=m5>Weight</div></td><td class=bd05rb valign=top><div class=m5>1240 g</div></td></tr><tr class=B2><td class=bd05rb valign=top><div class=m5>Packaging content</div></td><td class=bd05rb valign=top><div class=m5>Quantity per pack</div></td><td class=bd05rb valign=top><div class=m5>1 pc(s)</div></td></tr></table></td> | 808.07 | Danfoss | Temperature sensors | danfoss-avta.jpg
74 | Danfoss 003N3150 plumbing fitting | 003N3150 | <td valign=top class=BD02 style="border-width: 4px 5px;"><div ></div><div class="fs_2 fw_b" style="margin: 8px 0px;">More information:</div><table border=0 cellspacing=0 cellpadding=0 class="fs_2 BD05 bw_1001" width="100%" style="margin: 4px 0px;"><tr class=B2><td class=bd05rb valign=top><div class=m5>Features</div></td><td class=bd05rb valign=top><div class=m5>Easy to install</div></td><td class=bd05rb valign=top><div class=m5>Yes </div></td></tr><tr class=B14><td class=bd05rb valign=top><div class=m5>Weight & dimensions</div></td><td class=bd05rb valign=top><div class=m5>Weight</div></td><td class=bd05rb valign=top><div class=m5>1260 g</div></td></tr><tr class=B2><td class=bd05rb valign=top><div class=m5>Packaging content</div></td><td class=bd05rb valign=top><div class=m5>Quantity per pack</div></td><td class=bd05rb valign=top><div class=m5>1 pc(s)</div></td></tr></table></td> | 741.43 | Danfoss | Temperature sensors | danfoss-avta.jpg
75 | Danfoss 003N0047 plumbing fitting | 003N0047 | <td valign=top class=BD02 style="border-width: 4px 5px;"><div ></div><div class="fs_2 fw_b" style="margin: 8px 0px;">More information:</div><table border=0 cellspacing=0 cellpadding=0 class="fs_2 BD05 bw_1001" width="100%" style="margin: 4px 0px;"><tr class=B2><td class=bd05rb valign=top><div class=m5>Features</div></td><td class=bd05rb valign=top><div class=m5>Easy to install</div></td><td class=bd05rb valign=top><div class=m5>Yes </div></td></tr><tr class=B14><td class=bd05rb valign=top><div class=m5>Weight & dimensions</div></td><td class=bd05rb valign=top><div class=m5>Weight</div></td><td class=bd05rb valign=top><div class=m5>1250 g</div></td></tr><tr class=B2><td class=bd05rb valign=top><div class=m5>Packaging content</div></td><td class=bd05rb valign=top><div class=m5>Quantity per pack</div></td><td class=bd05rb valign=top><div class=m5>1 pc(s)</div></td></tr></table></td> | 319.03 | Danfoss | Temperature sensors | danfoss-avta.jpg
76 | Danfoss AVTA 25 G1" 25-65В°C Thermo. operated water valve | 003N4162 | <td valign=top class=BD02 style="border-width: 4px 5px;"><div >Thermo. operated water valve Type AVTA. Thermo. operated water valves are used for proportional regulation of flow quantity, depending on the setting and the sensor temperature. The Danfoss range of thermo. operated water valves includes a series of products for both refrigeration and heating regulation. The valves are self-acting, i.e. they operate without the supply of auxiliary energy such as electricity or compressed air. The required temperature is maintained constant without unnecessary use of: cooling water in cooling systems, hot water or steam in heating systems. The operating economy and-efficiency are maximized.</div><div class="fw_b fs_2" style="margin:5px 0px;">More information:</div><table border=0 cellspacing=0 cellpadding=0 class="fs_2 BD05 bw_0001" width="100%"><tr><td width="30%" class=B5><img src='/p.gif' alt='' width=115 height=1 class=bpxl></td><td width="70%" class=B5><img src='/p.gif' alt='' width=1 height=1 class=bpxl></td></tr><tr class=B2><td class=bd05rb valign=top><div class="m5 fw_b">Adjustment range max.:</div></td><td class=bd05rb valign=top><div class=m5>65 В°C</div></td></tr><tr class=B14><td class=bd05rb valign=top><div class="m5 fw_b">Adjustment range min.:</div></td><td class=bd05rb valign=top><div class=m5>25 В°C</div></td></tr></table></td> | 319.03 | Danfoss | Temperature sensors | danfoss-avta.jpg | danfoss-uk-avta.pdf
77 | Danfoss EV220B 20 NC FKM G3/4" FKM Servo-operrated 2/2-way solenoid valve | 032U7121 | <td valign=top class=BD02 style="border-width: 4px 5px;"><div >Servo-operated 2/2-way solenoid valve</div><div class="fw_b fs_2" style="margin:5px 0px;">More information:</div><table border=0 cellspacing=0 cellpadding=0 class="fs_2 BD05 bw_0001" width="100%"><tr><td width="30%" class=B5><img src='/p.gif' alt='' width=115 height=1 class=bpxl></td><td width="70%" class=B5><img src='/p.gif' alt='' width=1 height=1 class=bpxl></td></tr><tr class=B2><td class=bd05rb valign=top><div class="m5 fw_b">Weight:</div></td><td class=bd05rb valign=top><div class=m5>0,9 kg</div></td></tr></table></td> | 140.71 | Danfoss | Electric directional control valve | danfoss-ev220b.jpg | danfoss-uk-ev220b15-50.pdf
78 | Danfoss AVTA 25 G1" 50-90В°C Thermo. operated water valve | 003N4182 | <td valign=top class=BD02 style="border-width: 4px 5px;"><div >Thermo. operated water valve Type AVTA. Thermo. operated water valves are used for proportional regulation of flow quantity, depending on the setting and the sensor temperature. The Danfoss range of thermo. operated water valves includes a series of products for both refrigeration and heating regulation. The valves are self-acting, i.e. they operate without the supply of auxiliary energy such as electricity or compressed air. The required temperature is maintained constant without unnecessary use of: cooling water in cooling systems, hot water or steam in heating systems. The operating economy and-efficiency are maximized.</div><div class="fw_b fs_2" style="margin:5px 0px;">More information:</div><table border=0 cellspacing=0 cellpadding=0 class="fs_2 BD05 bw_0001" width="100%"><tr><td width="30%" class=B5><img src='/p.gif' alt='' width=115 height=1 class=bpxl></td><td width="70%" class=B5><img src='/p.gif' alt='' width=1 height=1 class=bpxl></td></tr><tr class=B2><td class=bd05rb valign=top><div class="m5 fw_b">Weight:</div></td><td class=bd05rb valign=top><div class=m5>1,4 kg</div></td></tr><tr class=B14><td class=bd05rb valign=top><div class="m5 fw_b">Adjustment range max.:</div></td><td class=bd05rb valign=top><div class=m5>90 В°C</div></td></tr><tr class=B2><td class=bd05rb valign=top><div class="m5 fw_b">Adjustment range min.:</div></td><td class=bd05rb valign=top><div class=m5>50 В°C</div></td></tr></table></td> | 319.03 | Danfoss | Valve cock | danfoss-avta.jpg | danfoss-uk-avta.pdf
79 | Danfoss 016D6100 plumbing fitting | 016D6100 | <td valign=top class=BD02 style="border-width: 4px 5px;"><div ></div><div class="fs_2 fw_b" style="margin: 8px 0px;">More information:</div><table border=0 cellspacing=0 cellpadding=0 class="fs_2 BD05 bw_1001" width="100%" style="margin: 4px 0px;"><tr class=B2><td class=bd05rb valign=top><div class=m5>Features</div></td><td class=bd05rb valign=top><div class=m5>Easy to install</div></td><td class=bd05rb valign=top><div class=m5>Yes </div></td></tr><tr class=B14><td class=bd05rb valign=top><div class=m5>Weight & dimensions</div></td><td class=bd05rb valign=top><div class=m5>Weight</div></td><td class=bd05rb valign=top><div class=m5>33250 g</div></td></tr><tr class=B2><td class=bd05rb valign=top><div class=m5>Packaging content</div></td><td class=bd05rb valign=top><div class=m5>Quantity per pack</div></td><td class=bd05rb valign=top><div class=m5>1 pc(s)</div></td></tr></table></td> | 2,474.17 | Danfoss | Electric directional control valve | danfoss-ev220b.jpg | CIEN7-65234841.pdf
80 | Danfoss EV220B 15 NC EPDM G1/2" EPDM Servo-operrated 2/2-way solenoid valve | 032U7115 | <td valign=top class=BD02 style="border-width: 4px 5px;"><div >Servo-operated 2/2-way solenoid valve</div></td> |  | Danfoss | NH fuse enclosure | danfoss-ev220b.jpg | danfoss-uk-ev220b15-50.pdf
81 | Danfoss 003N0109 plumbing fitting | 003N0109 | <td valign=top class=BD02 style="border-width: 4px 5px;"><div ></div><div class="fs_2 fw_b" style="margin: 8px 0px;">More information:</div><table border=0 cellspacing=0 cellpadding=0 class="fs_2 BD05 bw_1001" width="100%" style="margin: 4px 0px;"><tr class=B2><td class=bd05rb valign=top><div class=m5>Features</div></td><td class=bd05rb valign=top><div class=m5>Easy to install</div></td><td class=bd05rb valign=top><div class=m5>Yes </div></td></tr><tr class=B14><td class=bd05rb valign=top><div class=m5>Weight & dimensions</div></td><td class=bd05rb valign=top><div class=m5>Weight</div></td><td class=bd05rb valign=top><div class=m5>1440 g</div></td></tr><tr class=B2><td class=bd05rb valign=top><div class=m5>Packaging content</div></td><td class=bd05rb valign=top><div class=m5>Quantity per pack</div></td><td class=bd05rb valign=top><div class=m5>1 pc(s)</div></td></tr></table></td> | 319.03 | Danfoss | Temperature sensors | danfoss-avta.jpg
82 | Danfoss EV220B 15 NC NBR G1/2" NBR Servo-operrated 2/2-way solenoid valve | 032U7170 | <td valign=top class=BD02 style="border-width: 4px 5px;"><div >Servo-operated 2/2-way solenoid valve</div><div class="fw_b fs_2" style="margin:5px 0px;">More information:</div><table border=0 cellspacing=0 cellpadding=0 class="fs_2 BD05 bw_0001" width="100%"><tr><td width="30%" class=B5><img src='/p.gif' alt='' width=115 height=1 class=bpxl></td><td width="70%" class=B5><img src='/p.gif' alt='' width=1 height=1 class=bpxl></td></tr><tr class=B2><td class=bd05rb valign=top><div class="m5 fw_b">Weight:</div></td><td class=bd05rb valign=top><div class=m5>0,7 kg</div></td></tr></table></td> | 66.48 | Danfoss | Electric directional control valve | danfoss-ev220b.jpg | danfoss-uk-ev220b15-50.pdf
83 | Danfoss 003N0032 plumbing fitting | 003N0032 | <td valign=top class=BD02 style="border-width: 4px 5px;"><div ></div><div class="fs_2 fw_b" style="margin: 8px 0px;">More information:</div><table border=0 cellspacing=0 cellpadding=0 class="fs_2 BD05 bw_1001" width="100%" style="margin: 4px 0px;"><tr class=B2><td class=bd05rb valign=top><div class=m5>Features</div></td><td class=bd05rb valign=top><div class=m5>Easy to install</div></td><td class=bd05rb valign=top><div class=m5>Yes </div></td></tr><tr class=B14><td class=bd05rb valign=top><div class=m5>Weight & dimensions</div></td><td class=bd05rb valign=top><div class=m5>Weight</div></td><td class=bd05rb valign=top><div class=m5>1560 g</div></td></tr><tr class=B2><td class=bd05rb valign=top><div class=m5>Packaging content</div></td><td class=bd05rb valign=top><div class=m5>Quantity per pack</div></td><td class=bd05rb valign=top><div class=m5>1 pc(s)</div></td></tr></table></td> | 328.61 | Danfoss | Temperature sensors | danfoss-avta.jpg
84 | Danfoss EV220B 15 NO NBR G1/2" NBR Servo-operrated 2/2-way solenoid valve | 032U7180 | <td valign=top class=BD02 style="border-width: 4px 5px;"><div >Servo-operated 2/2-way solenoid valve</div><div class="fw_b fs_2" style="margin:5px 0px;">More information:</div><table border=0 cellspacing=0 cellpadding=0 class="fs_2 BD05 bw_0001" width="100%"><tr><td width="30%" class=B5><img src='/p.gif' alt='' width=115 height=1 class=bpxl></td><td width="70%" class=B5><img src='/p.gif' alt='' width=1 height=1 class=bpxl></td></tr><tr class=B2><td class=bd05rb valign=top><div class="m5 fw_b">Weight:</div></td><td class=bd05rb valign=top><div class=m5>0,7 kg</div></td></tr></table></td> | 95.36 | Danfoss | Electric directional control valve | danfoss-ev220b.jpg | danfoss-uk-ev220b15-50.pdf
85 | Danfoss EV220B 20 NC EPDM G3/4" EPDM Servo-operrated 2/2-way solenoid valve | 032U7120 | <td valign=top class=BD02 style="border-width: 4px 5px;"><div >Servo-operated 2/2-way solenoid valve</div><div class="fw_b fs_2" style="margin:5px 0px;">More information:</div><table border=0 cellspacing=0 cellpadding=0 class="fs_2 BD05 bw_0001" width="100%"><tr><td width="30%" class=B5><img src='/p.gif' alt='' width=115 height=1 class=bpxl></td><td width="70%" class=B5><img src='/p.gif' alt='' width=1 height=1 class=bpxl></td></tr><tr class=B2><td class=bd05rb valign=top><div class="m5 fw_b">Weight:</div></td><td class=bd05rb valign=top><div class=m5>0,7 kg</div></td></tr></table></td> |  | Danfoss | NH fuse enclosure | danfoss-ev220b.jpg | danfoss-uk-ev220b15-50.pdf
86 | Danfoss EV220B 40 NC EPDM G1 1/2" EPDM Servo-operrated 2/2-way solenoid valve | 032U7140 | <td valign=top class=BD02 style="border-width: 4px 5px;"><div >Servo-operated 2/2-way solenoid valve</div><div class="fw_b fs_2" style="margin:5px 0px;">More information:</div><table border=0 cellspacing=0 cellpadding=0 class="fs_2 BD05 bw_0001" width="100%"><tr><td width="30%" class=B5><img src='/p.gif' alt='' width=115 height=1 class=bpxl></td><td width="70%" class=B5><img src='/p.gif' alt='' width=1 height=1 class=bpxl></td></tr><tr class=B2><td class=bd05rb valign=top><div class="m5 fw_b">Weight:</div></td><td class=bd05rb valign=top><div class=m5>2,0 kg</div></td></tr></table></td> | 325.34 | Danfoss | Solenoid valves for steam | danfoss-ev220b.jpg | danfoss-uk-ev220b15-50.pdf
87 | Danfoss EV220B 20 NO EPDM G3/4" EPDM Servo-operrated 2/2-way solenoid valve | 032U7122 | <td valign=top class=BD02 style="border-width: 4px 5px;"><div >Servo-operated 2/2-way solenoid valve</div><div class="fw_b fs_2" style="margin:5px 0px;">More information:</div><table border=0 cellspacing=0 cellpadding=0 class="fs_2 BD05 bw_0001" width="100%"><tr><td width="30%" class=B5><img src='/p.gif' alt='' width=115 height=1 class=bpxl></td><td width="70%" class=B5><img src='/p.gif' alt='' width=1 height=1 class=bpxl></td></tr><tr class=B2><td class=bd05rb valign=top><div class="m5 fw_b">Weight:</div></td><td class=bd05rb valign=top><div class=m5>0,9 kg</div></td></tr></table></td> | 156.38 | Danfoss | Electric directional control valve | danfoss-ev220b.jpg | danfoss-uk-ev220b15-50.pdf
88 | Danfoss EV220B 20 NO NBR G3/4" NBR Servo-operrated 2/2-way solenoid valve | 032U7181 | <td valign=top class=BD02 style="border-width: 4px 5px;"><div >Servo-operated 2/2-way solenoid valve</div><div class="fw_b fs_2" style="margin:5px 0px;">More information:</div><table border=0 cellspacing=0 cellpadding=0 class="fs_2 BD05 bw_0001" width="100%"><tr><td width="30%" class=B5><img src='/p.gif' alt='' width=115 height=1 class=bpxl></td><td width="70%" class=B5><img src='/p.gif' alt='' width=1 height=1 class=bpxl></td></tr><tr class=B2><td class=bd05rb valign=top><div class="m5 fw_b">Weight:</div></td><td class=bd05rb valign=top><div class=m5>0,9 kg</div></td></tr></table></td> | 152.74 | Danfoss | Electric directional control valve | danfoss-ev220b.jpg | danfoss-uk-ev220b15-50.pdf
89 | Danfoss EV220B 25 NC EPDM G1" EPDM Servo-operrated 2/2-way solenoid valve | 032U7125 | <td valign=top class=BD02 style="border-width: 4px 5px;"><div >Servo-operated 2/2-way solenoid valve</div><div class="fw_b fs_2" style="margin:5px 0px;">More information:</div><table border=0 cellspacing=0 cellpadding=0 class="fs_2 BD05 bw_0001" width="100%"><tr><td width="30%" class=B5><img src='/p.gif' alt='' width=115 height=1 class=bpxl></td><td width="70%" class=B5><img src='/p.gif' alt='' width=1 height=1 class=bpxl></td></tr><tr class=B2><td class=bd05rb valign=top><div class="m5 fw_b">Weight:</div></td><td class=bd05rb valign=top><div class=m5>0,9 kg</div></td></tr></table></td> | 186.04 | Danfoss | NH fuse enclosure | danfoss-ev220b.jpg | danfoss-uk-ev220b15-50.pdf
90 | Danfoss EV220B 15 NC FKM G1/2" FKM Servo-operrated 2/2-way solenoid valve | 032U7116 | <td valign=top class=BD02 style="border-width: 4px 5px;"><div >Servo-operated 2/2-way solenoid valve</div><div class="fw_b fs_2" style="margin:5px 0px;">More information:</div><table border=0 cellspacing=0 cellpadding=0 class="fs_2 BD05 bw_0001" width="100%"><tr><td width="30%" class=B5><img src='/p.gif' alt='' width=115 height=1 class=bpxl></td><td width="70%" class=B5><img src='/p.gif' alt='' width=1 height=1 class=bpxl></td></tr><tr class=B2><td class=bd05rb valign=top><div class="m5 fw_b">Weight:</div></td><td class=bd05rb valign=top><div class=m5>0,7 kg</div></td></tr></table></td> |  | Danfoss | Electric directional control valve | danfoss-ev220b.jpg | danfoss-uk-ev220b15-50.pdf
91 | Danfoss EV220B 32 NC EPDM G1 1/4" EPDM Servo-operrated 2/2-way solenoid valve | 032U7132 | <td valign=top class=BD02 style="border-width: 4px 5px;"><div >Servo-operated 2/2-way solenoid valve</div><div class="fw_b fs_2" style="margin:5px 0px;">More information:</div><table border=0 cellspacing=0 cellpadding=0 class="fs_2 BD05 bw_0001" width="100%"><tr><td width="30%" class=B5><img src='/p.gif' alt='' width=115 height=1 class=bpxl></td><td width="70%" class=B5><img src='/p.gif' alt='' width=1 height=1 class=bpxl></td></tr><tr class=B2><td class=bd05rb valign=top><div class="m5 fw_b">Weight:</div></td><td class=bd05rb valign=top><div class=m5>1,3 kg</div></td></tr></table></td> | 256.12 | Danfoss | NH fuse enclosure | danfoss-ev220b.jpg | danfoss-uk-ev220b15-50.pdf
92 | Danfoss EV220B 15 NO EPDM G1/2" EPDM Servo-operrated 2/2-way solenoid valve | 032U7117 | <td valign=top class=BD02 style="border-width: 4px 5px;"><div >Servo-operated 2/2-way solenoid valve</div><div class="fw_b fs_2" style="margin:5px 0px;">More information:</div><table border=0 cellspacing=0 cellpadding=0 class="fs_2 BD05 bw_0001" width="100%"><tr><td width="30%" class=B5><img src='/p.gif' alt='' width=115 height=1 class=bpxl></td><td width="70%" class=B5><img src='/p.gif' alt='' width=1 height=1 class=bpxl></td></tr><tr class=B2><td class=bd05rb valign=top><div class="m5 fw_b">Weight:</div></td><td class=bd05rb valign=top><div class=m5>0,7 kg</div></td></tr></table></td> | 100.67 | Danfoss | Electric directional control valve | danfoss-ev220b.jpg | danfoss-uk-ev220b15-50.pdf
93 | Danfoss EV220B 32 NO EPDM G1 1/4" EPDM Servo-operrated 2/2-way solenoid valve | 032U7134 | <td valign=top class=BD02 style="border-width: 4px 5px;"><div >Servo-operated 2/2-way solenoid valve</div><div class="fw_b fs_2" style="margin:5px 0px;">More information:</div><table border=0 cellspacing=0 cellpadding=0 class="fs_2 BD05 bw_0001" width="100%"><tr><td width="30%" class=B5><img src='/p.gif' alt='' width=115 height=1 class=bpxl></td><td width="70%" class=B5><img src='/p.gif' alt='' width=1 height=1 class=bpxl></td></tr><tr class=B2><td class=bd05rb valign=top><div class="m5 fw_b">Weight:</div></td><td class=bd05rb valign=top><div class=m5>2,0 kg</div></td></tr></table></td> | 284.89 | Danfoss | NH fuse enclosure | danfoss-ev220b.jpg | danfoss-uk-ev220b15-50.pdf
94 | Danfoss EV220B 20 NC NBR G3/4" NBR Servo-operrated 2/2-way solenoid valve | 032U7171 | <td valign=top class=BD02 style="border-width: 4px 5px;"><div >Servo-operated 2/2-way solenoid valve</div><div class="fw_b fs_2" style="margin:5px 0px;">More information:</div><table border=0 cellspacing=0 cellpadding=0 class="fs_2 BD05 bw_0001" width="100%"><tr><td width="30%" class=B5><img src='/p.gif' alt='' width=115 height=1 class=bpxl></td><td width="70%" class=B5><img src='/p.gif' alt='' width=1 height=1 class=bpxl></td></tr><tr class=B2><td class=bd05rb valign=top><div class="m5 fw_b">Weight:</div></td><td class=bd05rb valign=top><div class=m5>0,9 kg</div></td></tr></table></td> | 125.90 | Danfoss | Electric directional control valve | danfoss-ev220b.jpg | danfoss-uk-ev220b15-50.pdf
95 | Danfoss 016D3330 plumbing fitting | 016D3330 | <td valign=top class=BD02 style="border-width: 4px 5px;"><div ></div><div class="fs_2 fw_b" style="margin: 8px 0px;">More information:</div><table border=0 cellspacing=0 cellpadding=0 class="fs_2 BD05 bw_1001" width="100%" style="margin: 4px 0px;"><tr class=B2><td class=bd05rb valign=top><div class=m5>Features</div></td><td class=bd05rb valign=top><div class=m5>Easy to install</div></td><td class=bd05rb valign=top><div class=m5>Yes </div></td></tr><tr class=B14><td class=bd05rb valign=top><div class=m5>Weight & dimensions</div></td><td class=bd05rb valign=top><div class=m5>Weight</div></td><td class=bd05rb valign=top><div class=m5>15880 g</div></td></tr><tr class=B2><td class=bd05rb valign=top><div class=m5>Packaging content</div></td><td class=bd05rb valign=top><div class=m5>Quantity per pack</div></td><td class=bd05rb valign=top><div class=m5>1 pc(s)</div></td></tr></table></td> | 1,326.43 | Danfoss | Electric directional control valve | danfoss-ev220b.jpg | CIEN7-65234836.pdf
96 | Danfoss EV220B 25 NC NBR G1" NBR Servo-operrated 2/2-way solenoid valve | 032U7172 | <td valign=top class=BD02 style="border-width: 4px 5px;"><div >Servo-operated 2/2-way solenoid valve</div><div class="fw_b fs_2" style="margin:5px 0px;">More information:</div><table border=0 cellspacing=0 cellpadding=0 class="fs_2 BD05 bw_0001" width="100%"><tr><td width="30%" class=B5><img src='/p.gif' alt='' width=115 height=1 class=bpxl></td><td width="70%" class=B5><img src='/p.gif' alt='' width=1 height=1 class=bpxl></td></tr><tr class=B2><td class=bd05rb valign=top><div class="m5 fw_b">Weight:</div></td><td class=bd05rb valign=top><div class=m5>1,3 kg</div></td></tr></table></td> | 183.30 | Danfoss | Electric directional control valve | danfoss-ev220b.jpg | danfoss-uk-ev220b15-50.pdf
97 | Danfoss EV220B 25 NO NBR G1" NBR Servo-operrated 2/2-way solenoid valve | 032U7182 | <td valign=top class=BD02 style="border-width: 4px 5px;"><div >Servo-operated 2/2-way solenoid valve</div><div class="fw_b fs_2" style="margin:5px 0px;">More information:</div><table border=0 cellspacing=0 cellpadding=0 class="fs_2 BD05 bw_0001" width="100%"><tr><td width="30%" class=B5><img src='/p.gif' alt='' width=115 height=1 class=bpxl></td><td width="70%" class=B5><img src='/p.gif' alt='' width=1 height=1 class=bpxl></td></tr><tr class=B2><td class=bd05rb valign=top><div class="m5 fw_b">Weight:</div></td><td class=bd05rb valign=top><div class=m5>1,3 kg</div></td></tr></table></td> | 213.83 | Danfoss | Electric directional control valve | danfoss-ev220b.jpg | danfoss-uk-ev220b15-50.pdf
98 | Danfoss EV220B 40 NO NBR G1 1/2" NBR Servo-operrated 2/2-way solenoid valve | 032U7184 | <td valign=top class=BD02 style="border-width: 4px 5px;"><div >Servo-operated 2/2-way solenoid valve</div><div class="fw_b fs_2" style="margin:5px 0px;">More information:</div><table border=0 cellspacing=0 cellpadding=0 class="fs_2 BD05 bw_0001" width="100%"><tr><td width="30%" class=B5><img src='/p.gif' alt='' width=115 height=1 class=bpxl></td><td width="70%" class=B5><img src='/p.gif' alt='' width=1 height=1 class=bpxl></td></tr><tr class=B2><td class=bd05rb valign=top><div class="m5 fw_b">Weight:</div></td><td class=bd05rb valign=top><div class=m5>3,0 kg</div></td></tr></table></td> | 355.45 | Danfoss | Electric directional control valve | danfoss-ev220b.jpg | danfoss-uk-ev220b15-50.pdf
99 | Danfoss EV220B 25 NO EPDM G1" EPDM Servo-operrated 2/2-way solenoid valve | 032U7127 | <td valign=top class=BD02 style="border-width: 4px 5px;"><div >Servo-operated 2/2-way solenoid valve</div><div class="fw_b fs_2" style="margin:5px 0px;">More information:</div><table border=0 cellspacing=0 cellpadding=0 class="fs_2 BD05 bw_0001" width="100%"><tr><td width="30%" class=B5><img src='/p.gif' alt='' width=115 height=1 class=bpxl></td><td width="70%" class=B5><img src='/p.gif' alt='' width=1 height=1 class=bpxl></td></tr><tr class=B2><td class=bd05rb valign=top><div class="m5 fw_b">Weight:</div></td><td class=bd05rb valign=top><div class=m5>1,3 kg</div></td></tr></table></td> | 214.80 | Danfoss | Electric directional control valve | danfoss-ev220b.jpg | danfoss-uk-ev220b15-50.pdf
100 | Danfoss EV220B 50 NC NBR G2" NBR Servo-operrated 2/2-way solenoid valve | 032U7175 | <td valign=top class=BD02 style="border-width: 4px 5px;"><div >Servo-operated 2/2-way solenoid valve</div><div class="fw_b fs_2" style="margin:5px 0px;">More information:</div><table border=0 cellspacing=0 cellpadding=0 class="fs_2 BD05 bw_0001" width="100%"><tr><td width="30%" class=B5><img src='/p.gif' alt='' width=115 height=1 class=bpxl></td><td width="70%" class=B5><img src='/p.gif' alt='' width=1 height=1 class=bpxl></td></tr><tr class=B2><td class=bd05rb valign=top><div class="m5 fw_b">Weight:</div></td><td class=bd05rb valign=top><div class=m5>4,8 kg</div></td></tr></table></td> | 389.70 | Danfoss | Electric directional control valve | danfoss-ev220b.jpg | danfoss-uk-ev220b15-50.pdf