## siemens_en
id | title | article | fulltext | price | manufacturer | category | image | pdf
1 | 6ES7901-0BF00-0AA0 - SIMATIC S7, MPI CABLE FOR CONNECTING SIMATIC S7 AND PG VIA | 6ES7901-0BF00-0AA0 | <td valign=top class=BD02 style="border-width: 4px 5px;"><div >SIMATIC S7, MPI CABLE FOR CONNECTING SIMATIC S7 AND PG VIA MPI 5M, Manufacturer-ID: 6ES7901-0BF00-0AA0</div></td> |  | Siemens | Connecting cable | sie6es7901-0bf00-0aa0.jpg | sie6es7901-0bf00-0aa0_en.pdf
2 | Siemens 6AV6651-7KA01-3AA4 SIMATIC S7-1200+KTP400 Starter Kit | 6AV6651-7KA01-3AA4 | <td valign=top class=BD02 style="border-width: 4px 5px;"><div >The Siemens 6AV6651-7KA01-3AA4 is a SIMATIC S7-1200 +KPT400 Starter Kit. The S7-1200 Modular Compact Controller is perfect for a full range of applications, and is at the core for a complete and comprehensive automation solution. Together with the high-performance SIMATIC S7-1200 controller, a seamless range of SIMATIC HMI Basic Panels and the powerful features of the highly integrated SIMATIC STEP 7 Basic engineering system, you will experience an unprecedented level of efficiency for solving simple but highly precise automation tasks.The S7-1200 controller provides the flexibility and power to control a wide variety of devices in support of your automation needs. The compact design, flexible configuration, and powerful instruction set combine to make the S7-1200 a perfect solution for controlling a wide variety of applications.The CPU combines a microprocessor, an integrated power supply, input and output circuits, built-in PROFINET, high-speed motion control I/O, and on-board analogue inputs in a compact housing to create a powerful controller. After you download your program, the CPU contains the logic required to monitor and control the devices in your application. The CPU monitors the inputs and changes the outputs according to the logic of your user program, which can include Boolean logic, counting, timing, complex math operations, and communications with other intelligent devices. The CPU provides a PROFINET port for communication over a PROFINET network.Siemens 6AV6651-7KA01-3AA4 S7-1200 + KTP400 Basic Starter KitKit contents: CPU 1212C AC/DC/RLY, Input Simulator, KTP400 Basic, SIMATIC STEP 7 Basic in the TIA Portal, IE TP Cord 2m, Documentation Collection CD and more вЂ¦The KTP400 Basic colour is the ideal HMI-component for the small to medium S7-1200 controller systems equipped with a 4.3 inch TFT display offering 256 colours. The kit is a cost-effective device for small-scale HMI tasks for the use in PROFINET networks; particularly suitable for cramped space conditions directly at the machine especially in combination with SIMATIC S7-1200 controllers but also with other controllers.</div></td> |  | Siemens | SIMATIC Step 7 documentation | s55-8021p01wl.jpg | 543832_v1.pdf
3 | Contactor 230 VAC 50/60 Hz 3 NO 1 NO+1 NC Screw Terminal | 3RT20251AL20 | <td valign=top class=BD02 style="border-width: 4px 5px;"><div >Contactor, Dimensions W x H x D: 45 x 85 x 97 mm, Operating temperature: -25...+60 В°C, Auxiliary contacts: 1 NO+1 NC, Contacts: 3 NO, Protection rating: IP 20, Size: S0, Termination type: Screw Terminal, Rated insulation voltage: 690 VAC, Switching power: 7.5 kW</div><div class="fw_b fs_2" style="margin:5px 0px;">More information:</div><table border=0 cellspacing=0 cellpadding=0 class="fs_2 BD05 bw_0001" width="100%"><tr><td width="30%" class=B5><img src='/p.gif' alt='' width=115 height=1 class=bpxl></td><td width="70%" class=B5><img src='/p.gif' alt='' width=1 height=1 class=bpxl></td></tr><tr class=B2><td class=bd05rb valign=top><div class="m5 fw_b">Bruttogewicht:</div></td><td class=bd05rb valign=top><div class=m5>0.420 kg</div></td></tr><tr class=B14><td class=bd05rb valign=top><div class="m5 fw_b">Nettogewicht:</div></td><td class=bd05rb valign=top><div class=m5>0.420 kg</div></td></tr><tr class=B2><td class=bd05rb valign=top><div class="m5 fw_b">HГ¶he:</div></td><td class=bd05rb valign=top><div class=m5>45 mm</div></td></tr><tr class=B14><td class=bd05rb valign=top><div class="m5 fw_b">Breite:</div></td><td class=bd05rb valign=top><div class=m5>85 mm</div></td></tr><tr class=B2><td class=bd05rb valign=top><div class="m5 fw_b">Tiefe:</div></td><td class=bd05rb valign=top><div class=m5>97 mm</div></td></tr><tr class=B14><td class=bd05rb valign=top><div class="m5 fw_b">Ursprungsland:</div></td><td class=bd05rb valign=top><div class=m5>DE</div></td></tr></table></td> |  | Siemens | Screw terminals | leistungsschutze-sirius-3rt2-baugrosse-s0.jpg | 3rt2025-1al20_eng_tds.pdf
4 | Siemens 6AV6651-7DA01-3AA4 SIMATIC S7-1200+KTP700 Starter Kit CPU 1212C | 6AV6651-7DA01-3AA4 | <td valign=top class=BD02 style="border-width: 4px 5px;"><div >The Siemens 6AV6651-7DA01-3AA4 is a SIMATIC S7-1200 +KPT700 Basic Starter Kit CPU 1212C. The S7-1200 Modular Compact Controller is perfect for a full range of applications, and is at the core for a complete and comprehensive automation solution. Together with the high-performance SIMATIC S7-1200 controller, a seamless range of SIMATIC HMI Basic Panels and the powerful features of the highly integrated SIMATIC STEP 7 Basic engineering system, you will experience an unprecedented level of efficiency for solving simple but highly precise automation tasks.The S7-1200 controller provides the flexibility and power to control a wide variety of devices in support of your automation needs. The compact design, flexible configuration, and powerful instruction set combine to make the S7-1200 a perfect solution for controlling a wide variety of applications.The CPU combines a microprocessor, an integrated power supply, input and output circuits, built-in PROFINET, high-speed motion control I/O, and on-board analogue inputs in a compact housing to create a powerful controller. After you download your program, the CPU contains the logic required to monitor and control the devices in your application. The CPU monitors the inputs and changes the outputs according to the logic of your user program, which can include Boolean logic, counting, timing, complex math operations, and communications with other intelligent devices. The CPU provides a PROFINET port for communication over a PROFINET network.Siemens 6AV6651-7DA01-3AA4 SIMATIC S7-1200 + KTP600 Basic Starter Kit CPU 1212CKit contents: CPU 1212C AC/DC/RLY, Input Simulator, KTP700 Basic, SIMATIC STEP 7 Basic in the TIA Portal, IE TP Cord 2m, Documentation Collection CD and more вЂ¦The KTP700 Basic Colour PN is supplied with an Ethernet interface. The kit is a favourably priced Basic Panel with a display for HMI tasks of limited complexity yet enhanced requirements in size and connection to a PROFINET network; especially in combination with SIMATIC S7-1200 controllers but also with other controllers.</div></td> |  | Siemens | SIMATIC Step 7 documentation | s55-8022p01wl.jpg | 543832_v1.pdf
5 | Contactor 230 VAC 50/60 Hz 3 NO 1 NO+1 NC Screw Terminal | 3RT20271AL20 | <td valign=top class=BD02 style="border-width: 4px 5px;"><div >Contactor, Dimensions W x H x D: 45 x 85 x 97 mm, Operating temperature: -25...+60 В°C, Auxiliary contacts: 1 NO+1 NC, Contacts: 3 NO, Protection rating: IP 20, Size: S0, Termination type: Screw Terminal, Rated insulation voltage: 690 VAC, Switching power: 15 kW</div><div class="fw_b fs_2" style="margin:5px 0px;">More information:</div><table border=0 cellspacing=0 cellpadding=0 class="fs_2 BD05 bw_0001" width="100%"><tr><td width="30%" class=B5><img src='/p.gif' alt='' width=115 height=1 class=bpxl></td><td width="70%" class=B5><img src='/p.gif' alt='' width=1 height=1 class=bpxl></td></tr><tr class=B2><td class=bd05rb valign=top><div class="m5 fw_b">Bruttogewicht:</div></td><td class=bd05rb valign=top><div class=m5>0.422 kg</div></td></tr><tr class=B14><td class=bd05rb valign=top><div class="m5 fw_b">Nettogewicht:</div></td><td class=bd05rb valign=top><div class=m5>0.422 kg</div></td></tr><tr class=B2><td class=bd05rb valign=top><div class="m5 fw_b">HГ¶he:</div></td><td class=bd05rb valign=top><div class=m5>53 mm</div></td></tr><tr class=B14><td class=bd05rb valign=top><div class="m5 fw_b">Breite:</div></td><td class=bd05rb valign=top><div class=m5>90 mm</div></td></tr><tr class=B2><td class=bd05rb valign=top><div class="m5 fw_b">Tiefe:</div></td><td class=bd05rb valign=top><div class=m5>105 mm</div></td></tr><tr class=B14><td class=bd05rb valign=top><div class="m5 fw_b">Ursprungsland:</div></td><td class=bd05rb valign=top><div class=m5>DE</div></td></tr></table></td> |  | Siemens | Screw terminals | leistungsschutze-sirius-3rt2-baugrosse-s0.jpg | 3rt2027-1al20_eng_tds.pdf
6 | Siemens 6ED1055-1HB00-0BA2 LOGO! 8 SPS PLC Expansion Module DM8 24R | 6ED1055-1HB00-0BA2 | <td valign=top class=BD02 style="border-width: 4px 5px;"><div >The Siemens LOGO! 8 DM8 24R expansion module extends the LOGO! 8 programmable logic controllers with 4 x additional digital inputs and 4 x digital outputs. Each relay output is capable of carrying 3A continuous current with an inductive load or 5A with a resistive load.</div></td> |  | Siemens | Expansion module for safety relays | s64-6827p01wl.jpg | 64-6827_v1.pdf
7 | Contactor 24 VDC 3 NO 1 NO+1 NC Screw Terminal | 3RT20251BB40 | <td valign=top class=BD02 style="border-width: 4px 5px;"><div >Contactor, Dimensions W x H x D: 45 x 85 x 107 mm, Operating temperature: -25...+60 В°C, Auxiliary contacts: 1 NO+1 NC, Contacts: 3 NO, Protection rating: IP 20, Size: S0, Termination type: Screw Terminal, Rated insulation voltage: 690 VAC, Switching power: 7.5 kW</div><div class="fw_b fs_2" style="margin:5px 0px;">More information:</div><table border=0 cellspacing=0 cellpadding=0 class="fs_2 BD05 bw_0001" width="100%"><tr><td width="30%" class=B5><img src='/p.gif' alt='' width=115 height=1 class=bpxl></td><td width="70%" class=B5><img src='/p.gif' alt='' width=1 height=1 class=bpxl></td></tr><tr class=B2><td class=bd05rb valign=top><div class="m5 fw_b">Bruttogewicht:</div></td><td class=bd05rb valign=top><div class=m5>0.597 kg</div></td></tr><tr class=B14><td class=bd05rb valign=top><div class="m5 fw_b">Nettogewicht:</div></td><td class=bd05rb valign=top><div class=m5>0.597 kg</div></td></tr><tr class=B2><td class=bd05rb valign=top><div class="m5 fw_b">HГ¶he:</div></td><td class=bd05rb valign=top><div class=m5>54 mm</div></td></tr><tr class=B14><td class=bd05rb valign=top><div class="m5 fw_b">Breite:</div></td><td class=bd05rb valign=top><div class=m5>90 mm</div></td></tr><tr class=B2><td class=bd05rb valign=top><div class="m5 fw_b">Tiefe:</div></td><td class=bd05rb valign=top><div class=m5>115 mm</div></td></tr><tr class=B14><td class=bd05rb valign=top><div class="m5 fw_b">Ursprungsland:</div></td><td class=bd05rb valign=top><div class=m5>DE</div></td></tr></table></td> |  | Siemens | Screw terminals | leistungsschutze-sirius-3rt2-baugrosse-s0.jpg | 3rt2025-1bb40_eng_tds.pdf
8 | Siemens 6ED1055-1CB00-0BA2 LOGO! 8 SPS PLC Expansion Module DM8 24 | 6ED1055-1CB00-0BA2 | <td valign=top class=BD02 style="border-width: 4px 5px;"><div >The Siemens LOGO! 8 DM8 24 expansion module extends the LOGO! 8 programmable logic controllers with 4 x additional digital inputs and 4 x digital outputs. Each transistor output is capable of carrying 0.3A continuous current.</div></td> |  | Siemens | Expansion module for safety relays | s64-6823p01wl.jpg | 64-6823_v1.pdf
9 | Contactor 24 VDC 3 NO 1 NO+1 NC Screw Terminal | 3RT20261BB40 | <td valign=top class=BD02 style="border-width: 4px 5px;"><div >Contactor, Dimensions W x H x D: 45 x 85 x 107 mm, Operating temperature: -25...+60 В°C, Auxiliary contacts: 1 NO+1 NC, Contacts: 3 NO, Protection rating: IP 20, Size: S0, Termination type: Screw Terminal, Rated insulation voltage: 690 VAC, Switching power: 11 kW</div><div class="fw_b fs_2" style="margin:5px 0px;">More information:</div><table border=0 cellspacing=0 cellpadding=0 class="fs_2 BD05 bw_0001" width="100%"><tr><td width="30%" class=B5><img src='/p.gif' alt='' width=115 height=1 class=bpxl></td><td width="70%" class=B5><img src='/p.gif' alt='' width=1 height=1 class=bpxl></td></tr><tr class=B2><td class=bd05rb valign=top><div class="m5 fw_b">Bruttogewicht:</div></td><td class=bd05rb valign=top><div class=m5>0.597 kg</div></td></tr><tr class=B14><td class=bd05rb valign=top><div class="m5 fw_b">Nettogewicht:</div></td><td class=bd05rb valign=top><div class=m5>0.597 kg</div></td></tr><tr class=B2><td class=bd05rb valign=top><div class="m5 fw_b">HГ¶he:</div></td><td class=bd05rb valign=top><div class=m5>54 mm</div></td></tr><tr class=B14><td class=bd05rb valign=top><div class="m5 fw_b">Breite:</div></td><td class=bd05rb valign=top><div class=m5>90 mm</div></td></tr><tr class=B2><td class=bd05rb valign=top><div class="m5 fw_b">Tiefe:</div></td><td class=bd05rb valign=top><div class=m5>115 mm</div></td></tr><tr class=B14><td class=bd05rb valign=top><div class="m5 fw_b">Ursprungsland:</div></td><td class=bd05rb valign=top><div class=m5>DE</div></td></tr></table></td> |  | Siemens | Screw terminals | leistungsschutze-sirius-3rt2-baugrosse-s0.jpg | 3rt2026-1bb40_eng_tds.pdf
10 | Siemens 6ED1057-3BA00-0AA8 LOGO! 8 PLC STARTER KIT 12/24RCE | 6ED1057-3BA00-0AA8 | <td valign=top class=BD02 style="border-width: 4px 5px;"><div >The Siemens LOGO! 8 PLC starter kit 12/24RCE bundles a programmable logic controller (PLC), a power supply (PSU), SCADA software and PLC programming software in one affordable package. This complete package gets your project started so that you can gain familiarity with the system components. The 12/24RCE PLC has a total of 8 x inputs, 4 of which can be configured as analogue inputs and up to 8 x digital inputs. It also features 4 x relay outputs and an Ethernet interface. The PSU provides a 24V DC output at up to 1.3A from input voltages between 100 and 240V AC. The two software packages, SCADA and PLC programming, are fully functional and the same software used to run industrial systems yet easy to use in this single PLC configuration.</div></td> |  | Siemens | SIMATIC WinCC | s64-6878p01wl.jpg | 1302216_an_en_01.pdf
11 | Contactor 24 VDC 3 NO 1 NO+1 NC Screw Terminal | 3RT20271BB40 | <td valign=top class=BD02 style="border-width: 4px 5px;"><div >Contactor, Dimensions W x H x D: 45 x 85 x 107 mm, Operating temperature: -25...+60 В°C, Auxiliary contacts: 1 NO+1 NC, Contacts: 3 NO, Protection rating: IP 20, Size: S0, Termination type: Screw Terminal, Rated insulation voltage: 690 VAC, Switching power: 15 kW</div><div class="fw_b fs_2" style="margin:5px 0px;">More information:</div><table border=0 cellspacing=0 cellpadding=0 class="fs_2 BD05 bw_0001" width="100%"><tr><td width="30%" class=B5><img src='/p.gif' alt='' width=115 height=1 class=bpxl></td><td width="70%" class=B5><img src='/p.gif' alt='' width=1 height=1 class=bpxl></td></tr><tr class=B2><td class=bd05rb valign=top><div class="m5 fw_b">Bruttogewicht:</div></td><td class=bd05rb valign=top><div class=m5>0.580 kg</div></td></tr><tr class=B14><td class=bd05rb valign=top><div class="m5 fw_b">Nettogewicht:</div></td><td class=bd05rb valign=top><div class=m5>0.580 kg</div></td></tr><tr class=B2><td class=bd05rb valign=top><div class="m5 fw_b">HГ¶he:</div></td><td class=bd05rb valign=top><div class=m5>45 mm</div></td></tr><tr class=B14><td class=bd05rb valign=top><div class="m5 fw_b">Breite:</div></td><td class=bd05rb valign=top><div class=m5>85 mm</div></td></tr><tr class=B2><td class=bd05rb valign=top><div class="m5 fw_b">Tiefe:</div></td><td class=bd05rb valign=top><div class=m5>107 mm</div></td></tr><tr class=B14><td class=bd05rb valign=top><div class="m5 fw_b">Ursprungsland:</div></td><td class=bd05rb valign=top><div class=m5>DE</div></td></tr></table></td> |  | Siemens | Screw terminals | leistungsschutze-sirius-3rt2-baugrosse-s0.jpg | 3rt2027-1bb40_eng_tds.pdf
12 | Siemens 6ED1055-1MD00-0BA2 electrical relay | 6ED1055-1MD00-0BA2 | <td valign=top class=BD02 style="border-width: 4px 5px;"><div ></div><div class="fs_2 fw_b" style="margin: 8px 0px;">More information:</div><table border=0 cellspacing=0 cellpadding=0 class="fs_2 BD05 bw_1001" width="100%" style="margin: 4px 0px;"><tr class=B2><td class=bd05rb valign=top><div class=m5>Features</div></td><td class=bd05rb valign=top><div class=m5>Number of contacts</div></td><td class=bd05rb valign=top><div class=m5>2 </div></td></tr><tr class=B14><td class=bd05rb valign=top><img src='/p.gif' alt='' width=1 height=1 class=bpxl></td><td class=bd05rb valign=top><div class=m5>Operating temperature (T-T)</div></td><td class=bd05rb valign=top><div class=m5>0 - 55 В°C</div></td></tr><tr class=B2><td class=bd05rb valign=top><div class=m5>Weight & dimensions</div></td><td class=bd05rb valign=top><div class=m5>Dimensions (WxDxH)</div></td><td class=bd05rb valign=top><div class=m5>35.5 x 58 x 90 mm</div></td></tr><tr class=B14><td class=bd05rb valign=top><div class=m5>Power</div></td><td class=bd05rb valign=top><div class=m5>DC voltage range</div></td><td class=bd05rb valign=top><div class=m5>12 - 24 V</div></td></tr></table></td> | 72.06 | Siemens | LOGO! expansion module | sie6ed1055-1md00-0ba2.jpg | CIEN3-31054518.pdf
13 | Contactor 24 VDC 3 NO 1 NO+1 NC Screw Terminal | 3RT20281BB40 | <td valign=top class=BD02 style="border-width: 4px 5px;"><div >Contactor, Dimensions W x H x D: 45 x 85 x 107 mm, Operating temperature: -25...+60 В°C, Auxiliary contacts: 1 NO+1 NC, Contacts: 3 NO, Protection rating: IP 20, Size: S0, Termination type: Screw Terminal, Rated insulation voltage: 690 VAC, Switching power: 18.5 kW</div><div class="fw_b fs_2" style="margin:5px 0px;">More information:</div><table border=0 cellspacing=0 cellpadding=0 class="fs_2 BD05 bw_0001" width="100%"><tr><td width="30%" class=B5><img src='/p.gif' alt='' width=115 height=1 class=bpxl></td><td width="70%" class=B5><img src='/p.gif' alt='' width=1 height=1 class=bpxl></td></tr><tr class=B2><td class=bd05rb valign=top><div class="m5 fw_b">Bruttogewicht:</div></td><td class=bd05rb valign=top><div class=m5>0.580 kg</div></td></tr><tr class=B14><td class=bd05rb valign=top><div class="m5 fw_b">Nettogewicht:</div></td><td class=bd05rb valign=top><div class=m5>0.580 kg</div></td></tr><tr class=B2><td class=bd05rb valign=top><div class="m5 fw_b">HГ¶he:</div></td><td class=bd05rb valign=top><div class=m5>45 mm</div></td></tr><tr class=B14><td class=bd05rb valign=top><div class="m5 fw_b">Breite:</div></td><td class=bd05rb valign=top><div class=m5>85 mm</div></td></tr><tr class=B2><td class=bd05rb valign=top><div class="m5 fw_b">Tiefe:</div></td><td class=bd05rb valign=top><div class=m5>107 mm</div></td></tr><tr class=B14><td class=bd05rb valign=top><div class="m5 fw_b">Ursprungsland:</div></td><td class=bd05rb valign=top><div class=m5>DE</div></td></tr></table></td> |  | Siemens | Screw terminals | leistungsschutze-sirius-3rt2-baugrosse-s0.jpg | 3rt2028-1bb40_eng_tds.pdf
14 | Siemens 6ED1057-3BA10-0AA8 LOGO! 8 PLC TD STARTER KIT 12/24RCEO | 6ED1057-3BA10-0AA8 | <td valign=top class=BD02 style="border-width: 4px 5px;"><div >The Siemens LOGO! 8 PLC starter kit 12/24RCEO bundles a programmable logic controller (PLC), an LCD screen, a power supply (PSU), SCADA software and PLC programming software in one affordable package. This complete package gets your project started so that you can gain familiarity with the system components. The 12/24RCEO PLC has a total of 8 x inputs, 4 of which can be configured as analogue inputs and up to 8 x digital inputs. It also features 4 x relay outputs and an Ethernet interface. The TDE LCD module has a 6 x 20 character display and also has an Ethernet interface The PSU provides a 24V DC output at up to 1.3A from input voltages between 100 and 240V AC. The two software packages, SCADA and PLC programming, are fully functional and the same software used to run industrial systems yet easy to use in this single PLC configuration.</div></td> |  | Siemens | SIMATIC WinCC | s64-6880p01wl.jpg | 1302218_an_en_01.pdf
15 | Contactor relay 230 VAC 50/60 Hz 4 NO - Screw Terminal | 3RH21401AP00 | <td valign=top class=BD02 style="border-width: 4px 5px;"><div >Contactor relay, Dimensions W x H x D: 45 x 57.5 x 73 mm, Operating temperature: -25...+60 В°C, Auxiliary contacts: -, Contacts: 4 NO, Protection rating: IP 20, Size: S00, Termination type: Screw Terminal, Switching power: 1.2 kW</div><div class="fw_b fs_2" style="margin:5px 0px;">More information:</div><table border=0 cellspacing=0 cellpadding=0 class="fs_2 BD05 bw_0001" width="100%"><tr><td width="30%" class=B5><img src='/p.gif' alt='' width=115 height=1 class=bpxl></td><td width="70%" class=B5><img src='/p.gif' alt='' width=1 height=1 class=bpxl></td></tr><tr class=B2><td class=bd05rb valign=top><div class="m5 fw_b">Bruttogewicht:</div></td><td class=bd05rb valign=top><div class=m5>0.230 kg</div></td></tr><tr class=B14><td class=bd05rb valign=top><div class="m5 fw_b">Nettogewicht:</div></td><td class=bd05rb valign=top><div class=m5>0.230 kg</div></td></tr><tr class=B2><td class=bd05rb valign=top><div class="m5 fw_b">HГ¶he:</div></td><td class=bd05rb valign=top><div class=m5>50 mm</div></td></tr><tr class=B14><td class=bd05rb valign=top><div class="m5 fw_b">Breite:</div></td><td class=bd05rb valign=top><div class=m5>62 mm</div></td></tr><tr class=B2><td class=bd05rb valign=top><div class="m5 fw_b">Tiefe:</div></td><td class=bd05rb valign=top><div class=m5>80 mm</div></td></tr><tr class=B14><td class=bd05rb valign=top><div class="m5 fw_b">Ursprungsland:</div></td><td class=bd05rb valign=top><div class=m5>DE</div></td></tr></table></td> |  | Siemens | Screw terminals | hilfsschutze-sirius-3rh2-baugrosse-s00.jpg | 3rh2140-1ap00_eng_tds.pdf
16 | Siemens 6ED1057-3BA02-0AA8 LOGO! 8 PLC STARTER KIT 230RCE | 6ED1057-3BA02-0AA8 | <td valign=top class=BD02 style="border-width: 4px 5px;"><div >The Siemens LOGO! 8 PLC starter kit 230RCE bundles a programmable logic controller (PLC), SCADA software and PLC programming software in one affordable package. This complete package gets your project started so that you can gain familiarity with the system components. The 230RCE PLC has a total of 8 x digital inputs and 4 x relay outputs. It also features an Ethernet interface and an LCD with navigation buttons . The two software packages, SCADA and PLC programming, are fully functional and the same software used to run industrial systems yet easy to use in this single PLC configuration.</div></td> |  | Siemens | SIMATIC WinCC | s64-6879p01wl.jpg | 1302217_an_de_01.pdf
17 | Contactor relay 24 VDC 2 NO+2 NC - Screw Terminal | 3RH21221BB40 | <td valign=top class=BD02 style="border-width: 4px 5px;"><div >Contactor relay, Dimensions W x H x D: 45 x 57.5 x 73 mm, Operating temperature: -25...+60 В°C, Auxiliary contacts: -, Contacts: 2 NO+2 NC, Protection rating: IP 20, Size: S00, Termination type: Screw Terminal, Switching power: 1.2 kW</div><div class="fw_b fs_2" style="margin:5px 0px;">More information:</div><table border=0 cellspacing=0 cellpadding=0 class="fs_2 BD05 bw_0001" width="100%"><tr><td width="30%" class=B5><img src='/p.gif' alt='' width=115 height=1 class=bpxl></td><td width="70%" class=B5><img src='/p.gif' alt='' width=1 height=1 class=bpxl></td></tr><tr class=B2><td class=bd05rb valign=top><div class="m5 fw_b">Bruttogewicht:</div></td><td class=bd05rb valign=top><div class=m5>0.290 kg</div></td></tr><tr class=B14><td class=bd05rb valign=top><div class="m5 fw_b">Nettogewicht:</div></td><td class=bd05rb valign=top><div class=m5>0.290 kg</div></td></tr><tr class=B2><td class=bd05rb valign=top><div class="m5 fw_b">HГ¶he:</div></td><td class=bd05rb valign=top><div class=m5>50 mm</div></td></tr><tr class=B14><td class=bd05rb valign=top><div class="m5 fw_b">Breite:</div></td><td class=bd05rb valign=top><div class=m5>62 mm</div></td></tr><tr class=B2><td class=bd05rb valign=top><div class="m5 fw_b">Tiefe:</div></td><td class=bd05rb valign=top><div class=m5>80 mm</div></td></tr><tr class=B14><td class=bd05rb valign=top><div class="m5 fw_b">Ursprungsland:</div></td><td class=bd05rb valign=top><div class=m5>DE</div></td></tr></table></td> |  | Siemens | Screw terminals | hilfsschutze-sirius-3rh2-baugrosse-s00.jpg | 3rh2122-1bb40_eng_tds.pdf
18 | Siemens 6ES7232-4HA30-0XB0 SB 1232 Analogue Output Module | 6ES7232-4HA30-0XB0 | <td valign=top class=BD02 style="border-width: 4px 5px;"><div >The Siemens 6ES7232-4HA30-0XB0 is a SB 1232 Analogue Output Signal Board that converts digital signals of the S7-1200 into analogue signals for the process. The signal board is plugged directly into the SIMATIC S7-1200 CPU and is thus electrically and mechanically connected to the CPU. The CPU mounting dimensions remain unchanged. The signal board is easy to replace, thanks to removable connecting terminals.</div></td> |  | Siemens | SIMATIC S7-1200 Expansion module | s55-8053p01wl.jpg | 543843_v1.pdf
19 | Contactor relay 24 VDC 2 NO+2 NC - Screw Terminal | 3RH21221FB40 | <td valign=top class=BD02 style="border-width: 4px 5px;"><div >Contactor relay, Dimensions W x H x D: 45 x 57.5 x 73 mm, Operating temperature: -25...+60 В°C, Auxiliary contacts: -, Contacts: 2 NO+2 NC, Protection rating: IP 20, Size: S00, Termination type: Screw Terminal, Switching power: 1.2 kW</div><div class="fw_b fs_2" style="margin:5px 0px;">More information:</div><table border=0 cellspacing=0 cellpadding=0 class="fs_2 BD05 bw_0001" width="100%"><tr><td width="30%" class=B5><img src='/p.gif' alt='' width=115 height=1 class=bpxl></td><td width="70%" class=B5><img src='/p.gif' alt='' width=1 height=1 class=bpxl></td></tr><tr class=B2><td class=bd05rb valign=top><div class="m5 fw_b">Bruttogewicht:</div></td><td class=bd05rb valign=top><div class=m5>0.289 kg</div></td></tr><tr class=B14><td class=bd05rb valign=top><div class="m5 fw_b">Nettogewicht:</div></td><td class=bd05rb valign=top><div class=m5>0.289 kg</div></td></tr><tr class=B2><td class=bd05rb valign=top><div class="m5 fw_b">HГ¶he:</div></td><td class=bd05rb valign=top><div class=m5>50 mm</div></td></tr><tr class=B14><td class=bd05rb valign=top><div class="m5 fw_b">Breite:</div></td><td class=bd05rb valign=top><div class=m5>62 mm</div></td></tr><tr class=B2><td class=bd05rb valign=top><div class="m5 fw_b">Tiefe:</div></td><td class=bd05rb valign=top><div class=m5>77 mm</div></td></tr><tr class=B14><td class=bd05rb valign=top><div class="m5 fw_b">Ursprungsland:</div></td><td class=bd05rb valign=top><div class=m5>DE</div></td></tr></table></td> |  | Siemens | Screw terminals | hilfsschutze-sirius-3rh2-baugrosse-s00.jpg | 3rh2122-1fb40_eng_tds.pdf
20 | Siemens 6ES7231-5QA30-0XB0 SB 1231 Analogue Input Module | 6ES7231-5QA30-0XB0 | <td valign=top class=BD02 style="border-width: 4px 5px;"><div >The Siemens 6ES7231-5QA30-0XB0 SB 1231 is an Analogue Input Signal Board that converts analogue signals from Thermocouple inputs and processes them into digital signals for internal processing by the SIMATIC S7-1200. With analogue signal boards, users can optimally adapt their controllers even to more complex tasks. Signal boards are plugged directly into the SIMATIC S7-1200-CPU and are thus connected electrically and mechanically with the CPU.</div></td> |  | Siemens | SIMATIC S7-1200 Expansion module | m543488p01wl.jpg | 55-6264.pdf
21 | Contactor relay 24 VDC 3 NO+1 NC - Screw Terminal | 3RH21311BB40 | <td valign=top class=BD02 style="border-width: 4px 5px;"><div >Contactor relay, Dimensions W x H x D: 45 x 57.5 x 73 mm, Operating temperature: -25...+60 В°C, Auxiliary contacts: -, Contacts: 3 NO+1 NC, Protection rating: IP 20, Size: S00, Termination type: Screw Terminal, Switching power: 1.2 kW</div><div class="fw_b fs_2" style="margin:5px 0px;">More information:</div><table border=0 cellspacing=0 cellpadding=0 class="fs_2 BD05 bw_0001" width="100%"><tr><td width="30%" class=B5><img src='/p.gif' alt='' width=115 height=1 class=bpxl></td><td width="70%" class=B5><img src='/p.gif' alt='' width=1 height=1 class=bpxl></td></tr><tr class=B2><td class=bd05rb valign=top><div class="m5 fw_b">Bruttogewicht:</div></td><td class=bd05rb valign=top><div class=m5>0.289 kg</div></td></tr><tr class=B14><td class=bd05rb valign=top><div class="m5 fw_b">Nettogewicht:</div></td><td class=bd05rb valign=top><div class=m5>0.289 kg</div></td></tr><tr class=B2><td class=bd05rb valign=top><div class="m5 fw_b">HГ¶he:</div></td><td class=bd05rb valign=top><div class=m5>50 mm</div></td></tr><tr class=B14><td class=bd05rb valign=top><div class="m5 fw_b">Breite:</div></td><td class=bd05rb valign=top><div class=m5>62 mm</div></td></tr><tr class=B2><td class=bd05rb valign=top><div class="m5 fw_b">Tiefe:</div></td><td class=bd05rb valign=top><div class=m5>80 mm</div></td></tr><tr class=B14><td class=bd05rb valign=top><div class="m5 fw_b">Ursprungsland:</div></td><td class=bd05rb valign=top><div class=m5>DE</div></td></tr></table></td> |  | Siemens | Screw terminals | hilfsschutze-sirius-3rh2-baugrosse-s00.jpg | 3rh2131-1bb40_eng_tds.pdf
22 | Siemens 6ES7241-1AH32-0XB0 CM 1241 Communication Module | 6ES7241-1AH32-0XB0 | <td valign=top class=BD02 style="border-width: 4px 5px;"><div >The Siemens 6ES7241-1AH32-0XB0 is a CM 1241 Communication Board that is used for fast, high-performance serial data exchange via point-to-point connections. Point-to-point connection is possible via the RS232 9-pin D-Sub Male connection to SIMATIC S7 automation systems, or the systems of many other manufacturers including printers, robot controls, modems, scanners and bar code readers, etc.The communication board is directly plugged into the CPU, enabling the controller to be expanded without taking up any additional space. This allows users to adapt their controller even to more complex tasks. If the task is expanded subsequently, the controller can be upgraded.</div></td> |  | Siemens | SIMATIC S7-1200 Communication module | s55-8045p01wl.jpg | 55-8045.pdf
23 | Contactor relay 24 VDC 4 NO - Screw Terminal | 3RH21401BB40 | <td valign=top class=BD02 style="border-width: 4px 5px;"><div >Contactor relay, Dimensions W x H x D: 45 x 57.5 x 73 mm, Operating temperature: -25...+60 В°C, Auxiliary contacts: -, Contacts: 4 NO, Protection rating: IP 20, Size: S00, Termination type: Screw Terminal, Switching power: 1.2 kW</div><div class="fw_b fs_2" style="margin:5px 0px;">More information:</div><table border=0 cellspacing=0 cellpadding=0 class="fs_2 BD05 bw_0001" width="100%"><tr><td width="30%" class=B5><img src='/p.gif' alt='' width=115 height=1 class=bpxl></td><td width="70%" class=B5><img src='/p.gif' alt='' width=1 height=1 class=bpxl></td></tr><tr class=B2><td class=bd05rb valign=top><div class="m5 fw_b">Bruttogewicht:</div></td><td class=bd05rb valign=top><div class=m5>0.296 kg</div></td></tr><tr class=B14><td class=bd05rb valign=top><div class="m5 fw_b">Nettogewicht:</div></td><td class=bd05rb valign=top><div class=m5>0.296 kg</div></td></tr><tr class=B2><td class=bd05rb valign=top><div class="m5 fw_b">HГ¶he:</div></td><td class=bd05rb valign=top><div class=m5>45 mm</div></td></tr><tr class=B14><td class=bd05rb valign=top><div class="m5 fw_b">Breite:</div></td><td class=bd05rb valign=top><div class=m5>58 mm</div></td></tr><tr class=B2><td class=bd05rb valign=top><div class="m5 fw_b">Tiefe:</div></td><td class=bd05rb valign=top><div class=m5>73 mm</div></td></tr><tr class=B14><td class=bd05rb valign=top><div class="m5 fw_b">Ursprungsland:</div></td><td class=bd05rb valign=top><div class=m5>DE</div></td></tr></table></td> |  | Siemens | Screw terminals | hilfsschutze-sirius-3rh2-baugrosse-s00.jpg | 3rh2140-1bb40_eng_tds.pdf
24 | Siemens 6ES7234-4HE32-0XB0 SM 1234 Analogue Input / Output Module | 6ES7234-4HE32-0XB0 | <td valign=top class=BD02 style="border-width: 4px 5px;"><div >The Siemens 6ES7234-4HE32-0XB0 is a SM 1234 Analogue Input/ Output Signal Module that will convert analogue signals from the process into digital signals for internal processing by the SIMATIC S7-1200 for controlling the respective process. The module is snapped onto the DIN Rail next to the CPU on the right, and they become electrically and mechanically connected to each other.</div></td> |  | Siemens | SIMATIC S7-1200 Expansion module | s55-8034p01wl.jpg | 543836_v1.pdf
25 | Contactor, 230 VAC 50/60 Hz, 3 NO, 1 break contact (NC), Screw Terminal | 3RT20151AP02 | <td valign=top class=BD02 style="border-width: 4px 5px;"><div >Contactor, Dimensions W x H x D: 45 x 57.5 x 72 mm, Operating temperature: -25...+60 В°C, Auxiliary contacts: 1 break contact (NC), Contacts: 3 NO, Protection rating: IP 20, Size: S00, Termination type: Screw Terminal, Rated insulation voltage: 690 VAC, Switching power: 3 kW</div><div class="fw_b fs_2" style="margin:5px 0px;">More information:</div><table border=0 cellspacing=0 cellpadding=0 class="fs_2 BD05 bw_0001" width="100%"><tr><td width="30%" class=B5><img src='/p.gif' alt='' width=115 height=1 class=bpxl></td><td width="70%" class=B5><img src='/p.gif' alt='' width=1 height=1 class=bpxl></td></tr><tr class=B2><td class=bd05rb valign=top><div class="m5 fw_b">Bruttogewicht:</div></td><td class=bd05rb valign=top><div class=m5>0.280 kg</div></td></tr><tr class=B14><td class=bd05rb valign=top><div class="m5 fw_b">Nettogewicht:</div></td><td class=bd05rb valign=top><div class=m5>0.280 kg</div></td></tr><tr class=B2><td class=bd05rb valign=top><div class="m5 fw_b">HГ¶he:</div></td><td class=bd05rb valign=top><div class=m5>45 mm</div></td></tr><tr class=B14><td class=bd05rb valign=top><div class="m5 fw_b">Breite:</div></td><td class=bd05rb valign=top><div class=m5>58 mm</div></td></tr><tr class=B2><td class=bd05rb valign=top><div class="m5 fw_b">Tiefe:</div></td><td class=bd05rb valign=top><div class=m5>73 mm</div></td></tr><tr class=B14><td class=bd05rb valign=top><div class="m5 fw_b">Ursprungsland:</div></td><td class=bd05rb valign=top><div class=m5>DE</div></td></tr></table></td> |  | Siemens | Screw terminals | leistungsschutze-sirius-3rt2-baugrosse-s00.jpg | 3rt2015-1ap02_eng_tds.pdf
26 | Siemens 6ES7241-1CH32-0XB0 digital/analogue I/O module Analog | 6ES7241-1CH32-0XB0 | <td valign=top class=BD02 style="border-width: 4px 5px;"><div ></div><div class="fs_2 fw_b" style="margin: 8px 0px;">More information:</div><table border=0 cellspacing=0 cellpadding=0 class="fs_2 BD05 bw_1001" width="100%" style="margin: 4px 0px;"><tr class=B2><td class=bd05rb valign=top><div class=m5>Features</div></td><td class=bd05rb valign=top><div class=m5>Module type</div></td><td class=bd05rb valign=top><div class=m5>Analog </div></td></tr><tr class=B14><td class=bd05rb valign=top><img src='/p.gif' alt='' width=1 height=1 class=bpxl></td><td class=bd05rb valign=top><div class=m5>Purpose</div></td><td class=bd05rb valign=top><div class=m5>System power </div></td></tr><tr class=B2><td class=bd05rb valign=top><img src='/p.gif' alt='' width=1 height=1 class=bpxl></td><td class=bd05rb valign=top><div class=m5>Product colour</div></td><td class=bd05rb valign=top><div class=m5>Multicolor </div></td></tr><tr class=B14><td class=bd05rb valign=top><div class=m5>Weight & dimensions</div></td><td class=bd05rb valign=top><div class=m5>Weight</div></td><td class=bd05rb valign=top><div class=m5>159 g</div></td></tr><tr class=B2><td class=bd05rb valign=top><img src='/p.gif' alt='' width=1 height=1 class=bpxl></td><td class=bd05rb valign=top><div class=m5>Package width</div></td><td class=bd05rb valign=top><div class=m5>91 mm</div></td></tr><tr class=B14><td class=bd05rb valign=top><img src='/p.gif' alt='' width=1 height=1 class=bpxl></td><td class=bd05rb valign=top><div class=m5>Package depth</div></td><td class=bd05rb valign=top><div class=m5>58 mm</div></td></tr><tr class=B2><td class=bd05rb valign=top><img src='/p.gif' alt='' width=1 height=1 class=bpxl></td><td class=bd05rb valign=top><div class=m5>Package height</div></td><td class=bd05rb valign=top><div class=m5>109 mm</div></td></tr></table></td> | 120.18 | Siemens | SIMATIC S7-1200 Communication module | 191_8c85c1d3450548c781c785293b110928.jpg
27 | Contactor, 230 VAC 50/60 Hz, 3 NO, 1 break contact (NC), Screw Terminal | 3RT20171AP02 | <td valign=top class=BD02 style="border-width: 4px 5px;"><div >Contactor, Dimensions W x H x D: 45 x 57.5 x 72 mm, Operating temperature: -25...+60 В°C, Auxiliary contacts: 1 break contact (NC), Contacts: 3 NO, Protection rating: IP 20, Size: S00, Termination type: Screw Terminal, Rated insulation voltage: 690 VAC, Switching power: 5.5 kW</div><div class="fw_b fs_2" style="margin:5px 0px;">More information:</div><table border=0 cellspacing=0 cellpadding=0 class="fs_2 BD05 bw_0001" width="100%"><tr><td width="30%" class=B5><img src='/p.gif' alt='' width=115 height=1 class=bpxl></td><td width="70%" class=B5><img src='/p.gif' alt='' width=1 height=1 class=bpxl></td></tr><tr class=B2><td class=bd05rb valign=top><div class="m5 fw_b">Bruttogewicht:</div></td><td class=bd05rb valign=top><div class=m5>0.232 kg</div></td></tr><tr class=B14><td class=bd05rb valign=top><div class="m5 fw_b">Nettogewicht:</div></td><td class=bd05rb valign=top><div class=m5>0.232 kg</div></td></tr><tr class=B2><td class=bd05rb valign=top><div class="m5 fw_b">HГ¶he:</div></td><td class=bd05rb valign=top><div class=m5>50 mm</div></td></tr><tr class=B14><td class=bd05rb valign=top><div class="m5 fw_b">Breite:</div></td><td class=bd05rb valign=top><div class=m5>60 mm</div></td></tr><tr class=B2><td class=bd05rb valign=top><div class="m5 fw_b">Tiefe:</div></td><td class=bd05rb valign=top><div class=m5>80 mm</div></td></tr><tr class=B14><td class=bd05rb valign=top><div class="m5 fw_b">Ursprungsland:</div></td><td class=bd05rb valign=top><div class=m5>DE</div></td></tr></table></td> |  | Siemens | Screw terminals | leistungsschutze-sirius-3rt2-baugrosse-s00.jpg | 3rt2017-1ap02_eng_tds.pdf
28 | Siemens 6ES7307-1EA01-0AA0 digital/analogue I/O module Analog | 6ES7307-1EA01-0AA0 | <td valign=top class=BD02 style="border-width: 4px 5px;"><div ></div><div class="fs_2 fw_b" style="margin: 8px 0px;">More information:</div><table border=0 cellspacing=0 cellpadding=0 class="fs_2 BD05 bw_1001" width="100%" style="margin: 4px 0px;"><tr class=B2><td class=bd05rb valign=top><div class=m5>Features</div></td><td class=bd05rb valign=top><div class=m5>Module type</div></td><td class=bd05rb valign=top><div class=m5>Analog </div></td></tr><tr class=B14><td class=bd05rb valign=top><img src='/p.gif' alt='' width=1 height=1 class=bpxl></td><td class=bd05rb valign=top><div class=m5>Purpose</div></td><td class=bd05rb valign=top><div class=m5>System power </div></td></tr><tr class=B2><td class=bd05rb valign=top><img src='/p.gif' alt='' width=1 height=1 class=bpxl></td><td class=bd05rb valign=top><div class=m5>Product colour</div></td><td class=bd05rb valign=top><div class=m5>Multicolor </div></td></tr><tr class=B14><td class=bd05rb valign=top><div class=m5>Weight & dimensions</div></td><td class=bd05rb valign=top><div class=m5>Weight</div></td><td class=bd05rb valign=top><div class=m5>600 g</div></td></tr><tr class=B2><td class=bd05rb valign=top><img src='/p.gif' alt='' width=1 height=1 class=bpxl></td><td class=bd05rb valign=top><div class=m5>Package width</div></td><td class=bd05rb valign=top><div class=m5>170 mm</div></td></tr><tr class=B14><td class=bd05rb valign=top><img src='/p.gif' alt='' width=1 height=1 class=bpxl></td><td class=bd05rb valign=top><div class=m5>Package depth</div></td><td class=bd05rb valign=top><div class=m5>70 mm</div></td></tr><tr class=B2><td class=bd05rb valign=top><img src='/p.gif' alt='' width=1 height=1 class=bpxl></td><td class=bd05rb valign=top><div class=m5>Package height</div></td><td class=bd05rb valign=top><div class=m5>130 mm</div></td></tr></table></td> | 107.49 | Siemens | SIMATIC S7-300 Power supply | sie6es7307-1ea01-0aa0.jpg
29 | Contactor, 230 VAC 50/60 Hz, 3 NO, 1 break contact (NC), Screw Terminal | 3RT20181AP02 | <td valign=top class=BD02 style="border-width: 4px 5px;"><div >Contactor, Dimensions W x H x D: 45 x 57.5 x 72 mm, Operating temperature: -25...+60 В°C, Auxiliary contacts: 1 break contact (NC), Contacts: 3 NO, Protection rating: IP 20, Size: S00, Termination type: Screw Terminal, Rated insulation voltage: 690 VAC, Switching power: 7.5 kW</div><div class="fw_b fs_2" style="margin:5px 0px;">More information:</div><table border=0 cellspacing=0 cellpadding=0 class="fs_2 BD05 bw_0001" width="100%"><tr><td width="30%" class=B5><img src='/p.gif' alt='' width=115 height=1 class=bpxl></td><td width="70%" class=B5><img src='/p.gif' alt='' width=1 height=1 class=bpxl></td></tr><tr class=B2><td class=bd05rb valign=top><div class="m5 fw_b">Bruttogewicht:</div></td><td class=bd05rb valign=top><div class=m5>0.280 kg</div></td></tr><tr class=B14><td class=bd05rb valign=top><div class="m5 fw_b">Nettogewicht:</div></td><td class=bd05rb valign=top><div class=m5>0.280 kg</div></td></tr><tr class=B2><td class=bd05rb valign=top><div class="m5 fw_b">HГ¶he:</div></td><td class=bd05rb valign=top><div class=m5>45 mm</div></td></tr><tr class=B14><td class=bd05rb valign=top><div class="m5 fw_b">Breite:</div></td><td class=bd05rb valign=top><div class=m5>58 mm</div></td></tr><tr class=B2><td class=bd05rb valign=top><div class="m5 fw_b">Tiefe:</div></td><td class=bd05rb valign=top><div class=m5>73 mm</div></td></tr><tr class=B14><td class=bd05rb valign=top><div class="m5 fw_b">Ursprungsland:</div></td><td class=bd05rb valign=top><div class=m5>DE</div></td></tr></table></td> |  | Siemens | Screw terminals | leistungsschutze-sirius-3rt2-baugrosse-s00.jpg | 3rt2018-1ap02_eng_tds.pdf
30 | Siemens 3NX3115 circuit breaker accessory | 3NX3115 | <td valign=top class=BD02 style="border-width: 4px 5px;"><div >Siemens 3NX3115</div></td> | 2030-02-01 | Siemens | Fuse base cover | sie3nx3115.jpg
31 | Siemens 6ES7954-8LC02-0AA0 SIMATIC S7 MEMORY CARD 4 MB | 6ES7954-8LC02-0AA0 | <td valign=top class=BD02 style="border-width: 4px 5px;"><div >The Siemens 6ES7954-8LC02-0AA0 is a SIMATIC S7 Memory Card. The 4 Mbyte card is ideal for backing up or transferring a program to multiple CPUs, or to update the firmware of CPUs, signal modules and communication modules.</div></td> |  | Siemens | SIMATIC S7 communication module | m540318p01wl.jpg | 55-2493.pdf
32 | 3NW8117-1 - CYLINDRICAL FUSE A.M. ACC. TO FRENCH STANDARD (NFC) WITHOUT INDICATO | 3NW8117-1 | <td valign=top class=BD02 style="border-width: 4px 5px;"><div >CYLINDRICAL FUSE A.M. ACC. TO FRENCH STANDARD (NFC) WITHOUT INDICATOR SIZE 14X51MM, 500V 40A, Manufacturer-ID: 3NW8117-1</div></td> | 1995-07-01 | Siemens | Fine wire fuse | sie3nw8117-1.jpg | sie3nw8117-1_en.pdf
33 | Contactor, 230 VAC 50/60 Hz, 3 NO, 1 make contact (NO), Screw Terminal | 3RT20151AP01 | <td valign=top class=BD02 style="border-width: 4px 5px;"><div >Contactor, Dimensions W x H x D: 45 x 57.5 x 72 mm, Operating temperature: -25...+60 В°C, Auxiliary contacts: 1 make contact (NO), Contacts: 3 NO, Protection rating: IP 20, Size: S00, Termination type: Screw Terminal, Rated insulation voltage: 690 VAC, Switching power: 3 kW</div><div class="fw_b fs_2" style="margin:5px 0px;">More information:</div><table border=0 cellspacing=0 cellpadding=0 class="fs_2 BD05 bw_0001" width="100%"><tr><td width="30%" class=B5><img src='/p.gif' alt='' width=115 height=1 class=bpxl></td><td width="70%" class=B5><img src='/p.gif' alt='' width=1 height=1 class=bpxl></td></tr><tr class=B2><td class=bd05rb valign=top><div class="m5 fw_b">Bruttogewicht:</div></td><td class=bd05rb valign=top><div class=m5>0.280 kg</div></td></tr><tr class=B14><td class=bd05rb valign=top><div class="m5 fw_b">Nettogewicht:</div></td><td class=bd05rb valign=top><div class=m5>0.280 kg</div></td></tr><tr class=B2><td class=bd05rb valign=top><div class="m5 fw_b">HГ¶he:</div></td><td class=bd05rb valign=top><div class=m5>45 mm</div></td></tr><tr class=B14><td class=bd05rb valign=top><div class="m5 fw_b">Breite:</div></td><td class=bd05rb valign=top><div class=m5>58 mm</div></td></tr><tr class=B2><td class=bd05rb valign=top><div class="m5 fw_b">Tiefe:</div></td><td class=bd05rb valign=top><div class=m5>73 mm</div></td></tr><tr class=B14><td class=bd05rb valign=top><div class="m5 fw_b">Ursprungsland:</div></td><td class=bd05rb valign=top><div class=m5>DE</div></td></tr></table></td> |  | Siemens | Screw terminals | leistungsschutze-sirius-3rt2-baugrosse-s00.jpg | 3rt2015-1ap01_eng_tds.pdf
34 | Siemens 3RT2016-1AP01 auxiliary contact | 3RT2016-1AP01 | <td valign=top class=BD02 style="border-width: 4px 5px;"><div ></div><div class="fs_2 fw_b" style="margin: 8px 0px;">More information:</div><table border=0 cellspacing=0 cellpadding=0 class="fs_2 BD05 bw_1001" width="100%" style="margin: 4px 0px;"><tr class=B2><td class=bd05rb valign=top><div class=m5>Technical details</div></td><td class=bd05rb valign=top><div class=m5>Product colour</div></td><td class=bd05rb valign=top><div class=m5>Black </div></td></tr><tr class=B14><td class=bd05rb valign=top><img src='/p.gif' alt='' width=1 height=1 class=bpxl></td><td class=bd05rb valign=top><div class=m5>Compatible products</div></td><td class=bd05rb valign=top><div class=m5>CCC, CSA,UL, EAC, CE </div></td></tr><tr class=B2><td class=bd05rb valign=top><img src='/p.gif' alt='' width=1 height=1 class=bpxl></td><td class=bd05rb valign=top><div class=m5>Number of CO contacts</div></td><td class=bd05rb valign=top><div class=m5>1 </div></td></tr></table></td> | 13.93 | Siemens | Screw terminals | sie3rt2016-1ap01.jpg
35 | 3NY1102 - SPARE PART FOR FUSE SWITCH DISCONNECTORS 3NP52 MOULDED-PLASTIC MASKING | 3NY1102 | <td valign=top class=BD02 style="border-width: 4px 5px;"><div >SPARE PART FOR FUSE SWITCH DISCONNECTORS 3NP52 MOULDED-PLASTIC MASKING FRAME 300 X 220MM, Manufacturer-ID: 3NY1102</div></td> |  | Siemens | Blind frame | sie3ny1102.jpg | sie3ny1102_en.pdf
36 | 3NW8205-1 - CYLINDRICAL FUSE A.M. ACC. TO FRENCH STANDARD (NFC) WITHOUT INDICATO | 3NW8205-1 | <td valign=top class=BD02 style="border-width: 4px 5px;"><div >CYLINDRICAL FUSE A.M. ACC. TO FRENCH STANDARD (NFC) WITHOUT INDICATOR SIZE 22X58MM, 500V 16A, Manufacturer-ID: 3NW8205-1</div></td> | 2024-11-01 | Siemens | Fine wire fuse | sie3nw8205-1.jpg | sie3nw8205-1_en.pdf
37 | Contactor, 230 VAC 50/60 Hz, 3 NO, 1 make contact (NO), Screw Terminal | 3RT20171AP01 | <td valign=top class=BD02 style="border-width: 4px 5px;"><div >Contactor, Dimensions W x H x D: 45 x 57.5 x 72 mm, Operating temperature: -25...+60 В°C, Auxiliary contacts: 1 make contact (NO), Contacts: 3 NO, Protection rating: IP 20, Size: S00, Termination type: Screw Terminal, Rated insulation voltage: 690 VAC, Switching power: 5.5 kW</div><div class="fw_b fs_2" style="margin:5px 0px;">More information:</div><table border=0 cellspacing=0 cellpadding=0 class="fs_2 BD05 bw_0001" width="100%"><tr><td width="30%" class=B5><img src='/p.gif' alt='' width=115 height=1 class=bpxl></td><td width="70%" class=B5><img src='/p.gif' alt='' width=1 height=1 class=bpxl></td></tr><tr class=B2><td class=bd05rb valign=top><div class="m5 fw_b">Bruttogewicht:</div></td><td class=bd05rb valign=top><div class=m5>0.231 kg</div></td></tr><tr class=B14><td class=bd05rb valign=top><div class="m5 fw_b">Nettogewicht:</div></td><td class=bd05rb valign=top><div class=m5>0.231 kg</div></td></tr><tr class=B2><td class=bd05rb valign=top><div class="m5 fw_b">HГ¶he:</div></td><td class=bd05rb valign=top><div class=m5>50 mm</div></td></tr><tr class=B14><td class=bd05rb valign=top><div class="m5 fw_b">Breite:</div></td><td class=bd05rb valign=top><div class=m5>60 mm</div></td></tr><tr class=B2><td class=bd05rb valign=top><div class="m5 fw_b">Tiefe:</div></td><td class=bd05rb valign=top><div class=m5>78 mm</div></td></tr><tr class=B14><td class=bd05rb valign=top><div class="m5 fw_b">Ursprungsland:</div></td><td class=bd05rb valign=top><div class=m5>DE</div></td></tr></table></td> |  | Siemens | Screw terminals | leistungsschutze-sirius-3rt2-baugrosse-s00.jpg | 3rt2017-1ap01_eng_tds.pdf
38 | 3NY1104 - SPARE PART FOR FUSE SWITCH DISCONNECTORS 3NP54 MOULDED-PLASTIC MASKING | 3NY1104 | <td valign=top class=BD02 style="border-width: 4px 5px;"><div >SPARE PART FOR FUSE SWITCH DISCONNECTORS 3NP54 MOULDED-PLASTIC MASKING FRAME 300 X 290MM, Manufacturer-ID: 3NY1104</div></td> |  | Siemens | Blind frame | sie3ny1104.jpg | sie3ny1104_en.pdf
39 | Contactor, 230 VAC 50/60 Hz, 3 NO, 1 make contact (NO), Screw Terminal | 3RT20181AP01 | <td valign=top class=BD02 style="border-width: 4px 5px;"><div >Contactor, Dimensions W x H x D: 45 x 57.5 x 72 mm, Operating temperature: -25...+60 В°C, Auxiliary contacts: 1 make contact (NO), Contacts: 3 NO, Protection rating: IP 20, Size: S00, Termination type: Screw Terminal, Rated insulation voltage: 690 VAC, Switching power: 7.5 kW</div><div class="fw_b fs_2" style="margin:5px 0px;">More information:</div><table border=0 cellspacing=0 cellpadding=0 class="fs_2 BD05 bw_0001" width="100%"><tr><td width="30%" class=B5><img src='/p.gif' alt='' width=115 height=1 class=bpxl></td><td width="70%" class=B5><img src='/p.gif' alt='' width=1 height=1 class=bpxl></td></tr><tr class=B2><td class=bd05rb valign=top><div class="m5 fw_b">Bruttogewicht:</div></td><td class=bd05rb valign=top><div class=m5>0.233 kg</div></td></tr><tr class=B14><td class=bd05rb valign=top><div class="m5 fw_b">Nettogewicht:</div></td><td class=bd05rb valign=top><div class=m5>0.233 kg</div></td></tr><tr class=B2><td class=bd05rb valign=top><div class="m5 fw_b">HГ¶he:</div></td><td class=bd05rb valign=top><div class=m5>50 mm</div></td></tr><tr class=B14><td class=bd05rb valign=top><div class="m5 fw_b">Breite:</div></td><td class=bd05rb valign=top><div class=m5>62 mm</div></td></tr><tr class=B2><td class=bd05rb valign=top><div class="m5 fw_b">Tiefe:</div></td><td class=bd05rb valign=top><div class=m5>80 mm</div></td></tr><tr class=B14><td class=bd05rb valign=top><div class="m5 fw_b">Ursprungsland:</div></td><td class=bd05rb valign=top><div class=m5>DE</div></td></tr></table></td> |  | Siemens | Screw terminals | leistungsschutze-sirius-3rt2-baugrosse-s00.jpg | 3rt2018-1ap01_eng_tds.pdf
40 | 3NW8207-1 - CYLINDRICAL FUSE A.M. ACC. TO FRENCH STANDARD (NFC) WITHOUT INDICATO | 3NW8207-1 | <td valign=top class=BD02 style="border-width: 4px 5px;"><div >CYLINDRICAL FUSE A.M. ACC. TO FRENCH STANDARD (NFC) WITHOUT INDICATOR SIZE 22X58MM, 500V 20A, Manufacturer-ID: 3NW8207-1</div></td> | 2018-11-01 | Siemens | Fine wire fuse | sie3nw8207-1.jpg | sie3nw8207-1_en.pdf
41 | Contactor, 24 VDC, 3 NO, 1 break contact (NC), Screw Terminal | 3RT20151BB42 | <td valign=top class=BD02 style="border-width: 4px 5px;"><div >Contactor, Dimensions W x H x D: 45 x 57.5 x 72 mm, Operating temperature: -25...+60 В°C, Auxiliary contacts: 1 break contact (NC), Contacts: 3 NO, Protection rating: IP 20, Size: S00, Termination type: Screw Terminal, Rated insulation voltage: 690 VAC, Switching power: 3 kW</div><div class="fw_b fs_2" style="margin:5px 0px;">More information:</div><table border=0 cellspacing=0 cellpadding=0 class="fs_2 BD05 bw_0001" width="100%"><tr><td width="30%" class=B5><img src='/p.gif' alt='' width=115 height=1 class=bpxl></td><td width="70%" class=B5><img src='/p.gif' alt='' width=1 height=1 class=bpxl></td></tr><tr class=B2><td class=bd05rb valign=top><div class="m5 fw_b">Bruttogewicht:</div></td><td class=bd05rb valign=top><div class=m5>0.297 kg</div></td></tr><tr class=B14><td class=bd05rb valign=top><div class="m5 fw_b">Nettogewicht:</div></td><td class=bd05rb valign=top><div class=m5>0.297 kg</div></td></tr><tr class=B2><td class=bd05rb valign=top><div class="m5 fw_b">HГ¶he:</div></td><td class=bd05rb valign=top><div class=m5>45 mm</div></td></tr><tr class=B14><td class=bd05rb valign=top><div class="m5 fw_b">Breite:</div></td><td class=bd05rb valign=top><div class=m5>58 mm</div></td></tr><tr class=B2><td class=bd05rb valign=top><div class="m5 fw_b">Tiefe:</div></td><td class=bd05rb valign=top><div class=m5>73 mm</div></td></tr><tr class=B14><td class=bd05rb valign=top><div class="m5 fw_b">Ursprungsland:</div></td><td class=bd05rb valign=top><div class=m5>DE</div></td></tr></table></td> |  | Siemens | Screw terminals | leistungsschutze-sirius-3rt2-baugrosse-s00.jpg | 3rt2015-1bb42_eng_tds.pdf
42 | Siemens 3NY1106 circuit breaker accessory | 3NY1106 | <td valign=top class=BD02 style="border-width: 4px 5px;"><div ></div><div class="fs_2 fw_b" style="margin: 8px 0px;">More information:</div><table border=0 cellspacing=0 cellpadding=0 class="fs_2 BD05 bw_1001" width="100%" style="margin: 4px 0px;"><tr class=B2><td class=bd05rb valign=top><div class=m5>Technical details</div></td><td class=bd05rb valign=top><div class=m5>Product colour</div></td><td class=bd05rb valign=top><div class=m5>Multicolor </div></td></tr><tr class=B14><td class=bd05rb valign=top><img src='/p.gif' alt='' width=1 height=1 class=bpxl></td><td class=bd05rb valign=top><div class=m5>Number of terminals</div></td><td class=bd05rb valign=top><div class=m5>1 </div></td></tr></table></td> | 2023-09-01 | Siemens | Blind frame | sie3ny1106.jpg
43 | Contactor, 24 VDC, 3 NO, 1 break contact (NC), Screw Terminal | 3RT20161BB42 | <td valign=top class=BD02 style="border-width: 4px 5px;"><div >Contactor, Dimensions W x H x D: 45 x 57.5 x 72 mm, Operating temperature: -25...+60 В°C, Auxiliary contacts: 1 break contact (NC), Contacts: 3 NO, Protection rating: IP 20, Size: S00, Termination type: Screw Terminal, Rated insulation voltage: 690 VAC, Switching power: 4 kW</div><div class="fw_b fs_2" style="margin:5px 0px;">More information:</div><table border=0 cellspacing=0 cellpadding=0 class="fs_2 BD05 bw_0001" width="100%"><tr><td width="30%" class=B5><img src='/p.gif' alt='' width=115 height=1 class=bpxl></td><td width="70%" class=B5><img src='/p.gif' alt='' width=1 height=1 class=bpxl></td></tr><tr class=B2><td class=bd05rb valign=top><div class="m5 fw_b">Bruttogewicht:</div></td><td class=bd05rb valign=top><div class=m5>0.288 kg</div></td></tr><tr class=B14><td class=bd05rb valign=top><div class="m5 fw_b">Nettogewicht:</div></td><td class=bd05rb valign=top><div class=m5>0.288 kg</div></td></tr><tr class=B2><td class=bd05rb valign=top><div class="m5 fw_b">HГ¶he:</div></td><td class=bd05rb valign=top><div class=m5>50 mm</div></td></tr><tr class=B14><td class=bd05rb valign=top><div class="m5 fw_b">Breite:</div></td><td class=bd05rb valign=top><div class=m5>62 mm</div></td></tr><tr class=B2><td class=bd05rb valign=top><div class="m5 fw_b">Tiefe:</div></td><td class=bd05rb valign=top><div class=m5>777 mm</div></td></tr><tr class=B14><td class=bd05rb valign=top><div class="m5 fw_b">Ursprungsland:</div></td><td class=bd05rb valign=top><div class=m5>DE</div></td></tr></table></td> |  | Siemens | Screw terminals | leistungsschutze-sirius-3rt2-baugrosse-s00.jpg | 3rt2016-1bb42_eng_tds.pdf
44 | 3NW8212-1 - CYLINDRICAL FUSE A.M. ACC. TO FRENCH STANDARD (NFC) WITHOUT INDICATO | 3NW8212-1 | <td valign=top class=BD02 style="border-width: 4px 5px;"><div >CYLINDRICAL FUSE A.M. ACC. TO FRENCH STANDARD (NFC) WITHOUT INDICATOR SIZE 22X58MM, 500V 32A, Manufacturer-ID: 3NW8212-1</div></td> | 111.51 | Siemens | Fine wire fuse | sie3nw8212-1.jpg | sie3nw8212-1_en.pdf
45 | Contactor, 24 VDC, 3 NO, 1 break contact (NC), Screw Terminal | 3RT20171BB42 | <td valign=top class=BD02 style="border-width: 4px 5px;"><div >Contactor, Dimensions W x H x D: 45 x 57.5 x 72 mm, Operating temperature: -25...+60 В°C, Auxiliary contacts: 1 break contact (NC), Contacts: 3 NO, Protection rating: IP 20, Size: S00, Termination type: Screw Terminal, Rated insulation voltage: 690 VAC, Switching power: 5.5 kW</div><div class="fw_b fs_2" style="margin:5px 0px;">More information:</div><table border=0 cellspacing=0 cellpadding=0 class="fs_2 BD05 bw_0001" width="100%"><tr><td width="30%" class=B5><img src='/p.gif' alt='' width=115 height=1 class=bpxl></td><td width="70%" class=B5><img src='/p.gif' alt='' width=1 height=1 class=bpxl></td></tr><tr class=B2><td class=bd05rb valign=top><div class="m5 fw_b">Bruttogewicht:</div></td><td class=bd05rb valign=top><div class=m5>0.290 kg</div></td></tr><tr class=B14><td class=bd05rb valign=top><div class="m5 fw_b">Nettogewicht:</div></td><td class=bd05rb valign=top><div class=m5>0.290 kg</div></td></tr><tr class=B2><td class=bd05rb valign=top><div class="m5 fw_b">HГ¶he:</div></td><td class=bd05rb valign=top><div class=m5>50 mm</div></td></tr><tr class=B14><td class=bd05rb valign=top><div class="m5 fw_b">Breite:</div></td><td class=bd05rb valign=top><div class=m5>60 mm</div></td></tr><tr class=B2><td class=bd05rb valign=top><div class="m5 fw_b">Tiefe:</div></td><td class=bd05rb valign=top><div class=m5>76 mm</div></td></tr><tr class=B14><td class=bd05rb valign=top><div class="m5 fw_b">Ursprungsland:</div></td><td class=bd05rb valign=top><div class=m5>DE</div></td></tr></table></td> |  | Siemens | Screw terminals | leistungsschutze-sirius-3rt2-baugrosse-s00.jpg | 3rt2017-1bb42_eng_tds.pdf
46 | Siemens 3NY1108 circuit breaker accessory | 3NY1108 | <td valign=top class=BD02 style="border-width: 4px 5px;"><div ></div><div class="fs_2 fw_b" style="margin: 8px 0px;">More information:</div><table border=0 cellspacing=0 cellpadding=0 class="fs_2 BD05 bw_1001" width="100%" style="margin: 4px 0px;"><tr class=B2><td class=bd05rb valign=top><div class=m5>Technical details</div></td><td class=bd05rb valign=top><div class=m5>Product colour</div></td><td class=bd05rb valign=top><div class=m5>Multicolor </div></td></tr><tr class=B14><td class=bd05rb valign=top><img src='/p.gif' alt='' width=1 height=1 class=bpxl></td><td class=bd05rb valign=top><div class=m5>Number of terminals</div></td><td class=bd05rb valign=top><div class=m5>1 </div></td></tr></table></td> | 1956-10-01 | Siemens | Blind frame | sie3ny1108.jpg
47 | 3NW8220-1 - CYLINDRICAL FUSE A.M. ACC. TO FRENCH STANDARD (NFC) WITHOUT INDICATO | 3NW8220-1 | <td valign=top class=BD02 style="border-width: 4px 5px;"><div >CYLINDRICAL FUSE A.M. ACC. TO FRENCH STANDARD (NFC) WITHOUT INDICATOR SIZE 22X58MM, 500V 50A, Manufacturer-ID: 3NW8220-1</div></td> | 122.87 | Siemens | Fine wire fuse | sie3nw8220-1.jpg | sie3nw8220-1_en.pdf
48 | Contactor, 24 VDC, 3 NO, 1 break contact (NC), Screw Terminal | 3RT20171FB42 | <td valign=top class=BD02 style="border-width: 4px 5px;"><div >Contactor, Dimensions W x H x D: 45 x 57.5 x 72 mm, Operating temperature: -25...+60 В°C, Auxiliary contacts: 1 break contact (NC), Contacts: 3 NO, Protection rating: IP 20, Size: S00, Termination type: Screw Terminal, Rated insulation voltage: 690 VAC, Switching power: 5.5 kW</div><div class="fw_b fs_2" style="margin:5px 0px;">More information:</div><table border=0 cellspacing=0 cellpadding=0 class="fs_2 BD05 bw_0001" width="100%"><tr><td width="30%" class=B5><img src='/p.gif' alt='' width=115 height=1 class=bpxl></td><td width="70%" class=B5><img src='/p.gif' alt='' width=1 height=1 class=bpxl></td></tr><tr class=B2><td class=bd05rb valign=top><div class="m5 fw_b">Bruttogewicht:</div></td><td class=bd05rb valign=top><div class=m5>0.292 kg</div></td></tr><tr class=B14><td class=bd05rb valign=top><div class="m5 fw_b">Nettogewicht:</div></td><td class=bd05rb valign=top><div class=m5>0.292 kg</div></td></tr><tr class=B2><td class=bd05rb valign=top><div class="m5 fw_b">HГ¶he:</div></td><td class=bd05rb valign=top><div class=m5>50 mm</div></td></tr><tr class=B14><td class=bd05rb valign=top><div class="m5 fw_b">Breite:</div></td><td class=bd05rb valign=top><div class=m5>62 mm</div></td></tr><tr class=B2><td class=bd05rb valign=top><div class="m5 fw_b">Tiefe:</div></td><td class=bd05rb valign=top><div class=m5>50 mm</div></td></tr><tr class=B14><td class=bd05rb valign=top><div class="m5 fw_b">Ursprungsland:</div></td><td class=bd05rb valign=top><div class=m5>DE</div></td></tr></table></td> |  | Siemens | Screw terminals | leistungsschutze-sirius-3rt2-baugrosse-s00.jpg | 3rt2017-1fb42_eng_tds.pdf
49 | ACCESSORY F.3NP5 FUSE SWITCH Disconnector F. Rated current 160A MOULD.PL.MASKG.FRAME 290X135MM F.COVERING CABLE LUG CONNECTION | Siemens3NY1116 | <td valign=top class=BD02 style="border-width: 4px 5px;"><div >ACCESSORY F.3NP5 FUSE SWITCH Disconnector F. Rated current 160A MOULD.PL.MASKG.FRAME 290X135MM F.COVERING CABLE LUG CONNECTION</div></td> |  | Siemens | Blind frame | p_nse0_xx_00067i_a338fbc0-8935-4afc-88d6-0850027c5829.jpg
50 | Contactor, 24 VDC, 3 NO, 1 break contact (NC), Screw Terminal | 3RT20181BB42 | <td valign=top class=BD02 style="border-width: 4px 5px;"><div >Contactor, Dimensions W x H x D: 45 x 57.5 x 72 mm, Operating temperature: -25...+60 В°C, Auxiliary contacts: 1 break contact (NC), Contacts: 3 NO, Protection rating: IP 20, Size: S00, Termination type: Screw Terminal, Rated insulation voltage: 690 VAC, Switching power: 7.5 kW</div><div class="fw_b fs_2" style="margin:5px 0px;">More information:</div><table border=0 cellspacing=0 cellpadding=0 class="fs_2 BD05 bw_0001" width="100%"><tr><td width="30%" class=B5><img src='/p.gif' alt='' width=115 height=1 class=bpxl></td><td width="70%" class=B5><img src='/p.gif' alt='' width=1 height=1 class=bpxl></td></tr><tr class=B2><td class=bd05rb valign=top><div class="m5 fw_b">Bruttogewicht:</div></td><td class=bd05rb valign=top><div class=m5>0.294 kg</div></td></tr><tr class=B14><td class=bd05rb valign=top><div class="m5 fw_b">Nettogewicht:</div></td><td class=bd05rb valign=top><div class=m5>0.294 kg</div></td></tr><tr class=B2><td class=bd05rb valign=top><div class="m5 fw_b">HГ¶he:</div></td><td class=bd05rb valign=top><div class=m5>50 mm</div></td></tr><tr class=B14><td class=bd05rb valign=top><div class="m5 fw_b">Breite:</div></td><td class=bd05rb valign=top><div class=m5>62 mm</div></td></tr><tr class=B2><td class=bd05rb valign=top><div class="m5 fw_b">Tiefe:</div></td><td class=bd05rb valign=top><div class=m5>80 mm</div></td></tr><tr class=B14><td class=bd05rb valign=top><div class="m5 fw_b">Ursprungsland:</div></td><td class=bd05rb valign=top><div class=m5>DE</div></td></tr></table></td> |  | Siemens | Screw terminals | leistungsschutze-sirius-3rt2-baugrosse-s00.jpg | 3rt2018-1bb42_eng_tds.pdf
51 | 3NW8224-1 - CYLINDRICAL FUSE A.M. ACC. TO FRENCH STANDARD (NFC) WITHOUT INDICATO | 3NW8224-1 | <td valign=top class=BD02 style="border-width: 4px 5px;"><div >CYLINDRICAL FUSE A.M. ACC. TO FRENCH STANDARD (NFC) WITHOUT INDICATOR SIZE 22X58MM, 500V 80A, Manufacturer-ID: 3NW8224-1</div></td> | 122.19 | Siemens | Fine wire fuse | sie3nw8224-1.jpg | sie3nw8224-1_en.pdf
52 | Contactor, 24 VDC, 3 NO, 1 make contact (NO), Screw Terminal | 3RT20151BB41 | <td valign=top class=BD02 style="border-width: 4px 5px;"><div >Contactor, Dimensions W x H x D: 45 x 57.5 x 72 mm, Operating temperature: -25...+60 В°C, Auxiliary contacts: 1 make contact (NO), Contacts: 3 NO, Protection rating: IP 20, Size: S00, Termination type: Screw Terminal, Rated insulation voltage: 690 VAC, Switching power: 3 kW</div><div class="fw_b fs_2" style="margin:5px 0px;">More information:</div><table border=0 cellspacing=0 cellpadding=0 class="fs_2 BD05 bw_0001" width="100%"><tr><td width="30%" class=B5><img src='/p.gif' alt='' width=115 height=1 class=bpxl></td><td width="70%" class=B5><img src='/p.gif' alt='' width=1 height=1 class=bpxl></td></tr><tr class=B2><td class=bd05rb valign=top><div class="m5 fw_b">Bruttogewicht:</div></td><td class=bd05rb valign=top><div class=m5>0.291 kg</div></td></tr><tr class=B14><td class=bd05rb valign=top><div class="m5 fw_b">Nettogewicht:</div></td><td class=bd05rb valign=top><div class=m5>0.291 kg</div></td></tr><tr class=B2><td class=bd05rb valign=top><div class="m5 fw_b">HГ¶he:</div></td><td class=bd05rb valign=top><div class=m5>50 mm</div></td></tr><tr class=B14><td class=bd05rb valign=top><div class="m5 fw_b">Breite:</div></td><td class=bd05rb valign=top><div class=m5>62 mm</div></td></tr><tr class=B2><td class=bd05rb valign=top><div class="m5 fw_b">Tiefe:</div></td><td class=bd05rb valign=top><div class=m5>80 mm</div></td></tr><tr class=B14><td class=bd05rb valign=top><div class="m5 fw_b">Ursprungsland:</div></td><td class=bd05rb valign=top><div class=m5>DE</div></td></tr></table></td> |  | Siemens | Screw terminals | leistungsschutze-sirius-3rt2-baugrosse-s00.jpg | 3rt2015-1bb41_eng_tds.pdf
53 | ACCESSORIES FOR FUSE SWITCH disconnectors 3NP5060 INSTALLATION KIT FOR MOUNTING WITH MOULDED-PLASTIC MASKING FRAME 250 X 149mm | Siemens3NY1208 | <td valign=top class=BD02 style="border-width: 4px 5px;"><div >ACCESSORIES FOR FUSE SWITCH disconnectors 3NP5060 INSTALLATION KIT FOR MOUNTING WITH MOULDED-PLASTIC MASKING FRAME 250 X 149mm</div></td> |  | Siemens | Circuit breaker | p_nse0_xx_00068i_4f357eff-4348-4569-86e0-2fe71cd5aaaf.jpg
54 | Contactor, 24 VDC, 3 NO, 1 make contact (NO), Screw Terminal | 3RT20151FB41 | <td valign=top class=BD02 style="border-width: 4px 5px;"><div >Contactor, Dimensions W x H x D: 45 x 57.5 x 72 mm, Operating temperature: -25...+60 В°C, Auxiliary contacts: 1 make contact (NO), Contacts: 3 NO, Protection rating: IP 20, Size: S00, Termination type: Screw Terminal, Rated insulation voltage: 690 VAC, Switching power: 3 kW</div><div class="fw_b fs_2" style="margin:5px 0px;">More information:</div><table border=0 cellspacing=0 cellpadding=0 class="fs_2 BD05 bw_0001" width="100%"><tr><td width="30%" class=B5><img src='/p.gif' alt='' width=115 height=1 class=bpxl></td><td width="70%" class=B5><img src='/p.gif' alt='' width=1 height=1 class=bpxl></td></tr><tr class=B2><td class=bd05rb valign=top><div class="m5 fw_b">Bruttogewicht:</div></td><td class=bd05rb valign=top><div class=m5>0.289 kg</div></td></tr><tr class=B14><td class=bd05rb valign=top><div class="m5 fw_b">Nettogewicht:</div></td><td class=bd05rb valign=top><div class=m5>0.289 kg</div></td></tr><tr class=B2><td class=bd05rb valign=top><div class="m5 fw_b">HГ¶he:</div></td><td class=bd05rb valign=top><div class=m5>50 mm</div></td></tr><tr class=B14><td class=bd05rb valign=top><div class="m5 fw_b">Breite:</div></td><td class=bd05rb valign=top><div class=m5>60 mm</div></td></tr><tr class=B2><td class=bd05rb valign=top><div class="m5 fw_b">Tiefe:</div></td><td class=bd05rb valign=top><div class=m5>77 mm</div></td></tr><tr class=B14><td class=bd05rb valign=top><div class="m5 fw_b">Ursprungsland:</div></td><td class=bd05rb valign=top><div class=m5>DE</div></td></tr></table></td> |  | Siemens | Screw terminals | leistungsschutze-sirius-3rt2-baugrosse-s00.jpg | 3rt2015-1fb41_eng_tds.pdf
55 | 3NX1003 - BLANK LINK SIZE 00 FOR LV HRC FUSE BASE SIZE 00 | 3NX1003 | <td valign=top class=BD02 style="border-width: 4px 5px;"><div >BLANK LINK SIZE 00 FOR LV HRC FUSE BASE SIZE 00, Manufacturer-ID: 3NX1003</div></td> |  | Siemens | Fuse lockout devices | sie3nx1003.jpg | sie3nx1003_en.pdf
56 | Contactor, 24 VDC, 3 NO, 1 make contact (NO), Screw Terminal | 3RT20161BB41 | <td valign=top class=BD02 style="border-width: 4px 5px;"><div >Contactor, Dimensions W x H x D: 45 x 57.5 x 72 mm, Operating temperature: -25...+60 В°C, Auxiliary contacts: 1 make contact (NO), Contacts: 3 NO, Protection rating: IP 20, Size: S00, Termination type: Screw Terminal, Rated insulation voltage: 690 VAC, Switching power: 4 kW</div><div class="fw_b fs_2" style="margin:5px 0px;">More information:</div><table border=0 cellspacing=0 cellpadding=0 class="fs_2 BD05 bw_0001" width="100%"><tr><td width="30%" class=B5><img src='/p.gif' alt='' width=115 height=1 class=bpxl></td><td width="70%" class=B5><img src='/p.gif' alt='' width=1 height=1 class=bpxl></td></tr><tr class=B2><td class=bd05rb valign=top><div class="m5 fw_b">Bruttogewicht:</div></td><td class=bd05rb valign=top><div class=m5>0.292 kg</div></td></tr><tr class=B14><td class=bd05rb valign=top><div class="m5 fw_b">Nettogewicht:</div></td><td class=bd05rb valign=top><div class=m5>0.292 kg</div></td></tr><tr class=B2><td class=bd05rb valign=top><div class="m5 fw_b">HГ¶he:</div></td><td class=bd05rb valign=top><div class=m5>50 mm</div></td></tr><tr class=B14><td class=bd05rb valign=top><div class="m5 fw_b">Breite:</div></td><td class=bd05rb valign=top><div class=m5>62 mm</div></td></tr><tr class=B2><td class=bd05rb valign=top><div class="m5 fw_b">Tiefe:</div></td><td class=bd05rb valign=top><div class=m5>77 mm</div></td></tr><tr class=B14><td class=bd05rb valign=top><div class="m5 fw_b">Ursprungsland:</div></td><td class=bd05rb valign=top><div class=m5>DE</div></td></tr></table></td> |  | Siemens | Screw terminals | leistungsschutze-sirius-3rt2-baugrosse-s00.jpg | 3rt2016-1bb41_eng_tds.pdf
57 | 3NY1210-0A - FIXING BRACKET SET FOR FRONT MOUNTING OF FUSE SWITCH-DISCONNECTOR 3 | 3NY1210-0A | <td valign=top class=BD02 style="border-width: 4px 5px;"><div >FIXING BRACKET SET FOR FRONT MOUNTING OF FUSE SWITCH-DISCONNECTOR 3NP52,3NP53,3NP54, Manufacturer-ID: 3NY1210-0A</div></td> |  | Siemens | Fuse-switch disconnector | sie3ny1210-0a.jpg | sie3ny1210-0a_en.pdf
58 | Contactor, 24 VDC, 3 NO, 1 make contact (NO), Screw Terminal | 3RT20161FB41 | <td valign=top class=BD02 style="border-width: 4px 5px;"><div >Contactor, Dimensions W x H x D: 45 x 57.5 x 72 mm, Operating temperature: -25...+60 В°C, Auxiliary contacts: 1 make contact (NO), Contacts: 3 NO, Protection rating: IP 20, Size: S00, Termination type: Screw Terminal, Rated insulation voltage: 690 VAC, Switching power: 4 kW</div><div class="fw_b fs_2" style="margin:5px 0px;">More information:</div><table border=0 cellspacing=0 cellpadding=0 class="fs_2 BD05 bw_0001" width="100%"><tr><td width="30%" class=B5><img src='/p.gif' alt='' width=115 height=1 class=bpxl></td><td width="70%" class=B5><img src='/p.gif' alt='' width=1 height=1 class=bpxl></td></tr><tr class=B2><td class=bd05rb valign=top><div class="m5 fw_b">Bruttogewicht:</div></td><td class=bd05rb valign=top><div class=m5>0.289 kg</div></td></tr><tr class=B14><td class=bd05rb valign=top><div class="m5 fw_b">Nettogewicht:</div></td><td class=bd05rb valign=top><div class=m5>0.289 kg</div></td></tr><tr class=B2><td class=bd05rb valign=top><div class="m5 fw_b">HГ¶he:</div></td><td class=bd05rb valign=top><div class=m5>50 mm</div></td></tr><tr class=B14><td class=bd05rb valign=top><div class="m5 fw_b">Breite:</div></td><td class=bd05rb valign=top><div class=m5>82 mm</div></td></tr><tr class=B2><td class=bd05rb valign=top><div class="m5 fw_b">Tiefe:</div></td><td class=bd05rb valign=top><div class=m5>80 mm</div></td></tr><tr class=B14><td class=bd05rb valign=top><div class="m5 fw_b">Ursprungsland:</div></td><td class=bd05rb valign=top><div class=m5>DE</div></td></tr></table></td> |  | Siemens | Screw terminals | leistungsschutze-sirius-3rt2-baugrosse-s00.jpg | 3rt2016-1fb41_eng_tds.pdf
59 | 3NY1212 - ACCESSORY FOR SWITCH 3NP5460 MOUNTING KIT MOLDED-PLASTIC COVER 300X290 | 3NY1212 | <td valign=top class=BD02 style="border-width: 4px 5px;"><div >ACCESSORY FOR SWITCH 3NP5460 MOUNTING KIT MOLDED-PLASTIC COVER 300X290MM, Manufacturer-ID: 3NY1212</div></td> |  | Siemens | Circuit breaker | sie3ny1212.jpg | sie3ny1212_en.pdf
60 | Contactor, 24 VDC, 3 NO, 1 make contact (NO), Screw Terminal | 3RT20171BB41 | <td valign=top class=BD02 style="border-width: 4px 5px;"><div >Contactor, Dimensions W x H x D: 45 x 57.5 x 72 mm, Operating temperature: -25...+60 В°C, Auxiliary contacts: 1 make contact (NO), Contacts: 3 NO, Protection rating: IP 20, Size: S00, Termination type: Screw Terminal, Rated insulation voltage: 690 VAC, Switching power: 5.5 kW</div><div class="fw_b fs_2" style="margin:5px 0px;">More information:</div><table border=0 cellspacing=0 cellpadding=0 class="fs_2 BD05 bw_0001" width="100%"><tr><td width="30%" class=B5><img src='/p.gif' alt='' width=115 height=1 class=bpxl></td><td width="70%" class=B5><img src='/p.gif' alt='' width=1 height=1 class=bpxl></td></tr><tr class=B2><td class=bd05rb valign=top><div class="m5 fw_b">Bruttogewicht:</div></td><td class=bd05rb valign=top><div class=m5>0.080 kg</div></td></tr><tr class=B14><td class=bd05rb valign=top><div class="m5 fw_b">Nettogewicht:</div></td><td class=bd05rb valign=top><div class=m5>0.080 kg</div></td></tr><tr class=B2><td class=bd05rb valign=top><div class="m5 fw_b">HГ¶he:</div></td><td class=bd05rb valign=top><div class=m5>46 mm</div></td></tr><tr class=B14><td class=bd05rb valign=top><div class="m5 fw_b">Breite:</div></td><td class=bd05rb valign=top><div class=m5>76 mm</div></td></tr><tr class=B2><td class=bd05rb valign=top><div class="m5 fw_b">Tiefe:</div></td><td class=bd05rb valign=top><div class=m5>98 mm</div></td></tr><tr class=B14><td class=bd05rb valign=top><div class="m5 fw_b">Ursprungsland:</div></td><td class=bd05rb valign=top><div class=m5>DE</div></td></tr></table></td> |  | Siemens | Screw terminals | leistungsschutze-sirius-3rt2-baugrosse-s00.jpg | 3rt2017-1bb41_ger_tds.pdf
61 | 3NX1021 - SIGNALLING BASE AC 690V FOR ISO LV HRC FUSE LINK SIZE 00 - 4 | 3NX1021 | <td valign=top class=BD02 style="border-width: 4px 5px;"><div >SIGNALLING BASE AC 690V FOR ISO LV HRC FUSE LINK SIZE 00 - 4, Manufacturer-ID: 3NX1021</div></td> |  | Siemens | Circuit breaker | sie3nx1021.jpg | sie3nx1021_en.pdf
62 | Contactor, 24 VDC, 3 NO, 1 make contact (NO), Screw Terminal | 3RT20171FB41 | <td valign=top class=BD02 style="border-width: 4px 5px;"><div >Contactor, Dimensions W x H x D: 45 x 57.5 x 72 mm, Operating temperature: -25...+60 В°C, Auxiliary contacts: 1 make contact (NO), Contacts: 3 NO, Protection rating: IP 20, Size: S00, Termination type: Screw Terminal, Rated insulation voltage: 690 VAC, Switching power: 5.5 kW</div><div class="fw_b fs_2" style="margin:5px 0px;">More information:</div><table border=0 cellspacing=0 cellpadding=0 class="fs_2 BD05 bw_0001" width="100%"><tr><td width="30%" class=B5><img src='/p.gif' alt='' width=115 height=1 class=bpxl></td><td width="70%" class=B5><img src='/p.gif' alt='' width=1 height=1 class=bpxl></td></tr><tr class=B2><td class=bd05rb valign=top><div class="m5 fw_b">Bruttogewicht:</div></td><td class=bd05rb valign=top><div class=m5>0.290 kg</div></td></tr><tr class=B14><td class=bd05rb valign=top><div class="m5 fw_b">Nettogewicht:</div></td><td class=bd05rb valign=top><div class=m5>0.290 kg</div></td></tr><tr class=B2><td class=bd05rb valign=top><div class="m5 fw_b">HГ¶he:</div></td><td class=bd05rb valign=top><div class=m5>50 mm</div></td></tr><tr class=B14><td class=bd05rb valign=top><div class="m5 fw_b">Breite:</div></td><td class=bd05rb valign=top><div class=m5>62 mm</div></td></tr><tr class=B2><td class=bd05rb valign=top><div class="m5 fw_b">Tiefe:</div></td><td class=bd05rb valign=top><div class=m5>77 mm</div></td></tr><tr class=B14><td class=bd05rb valign=top><div class="m5 fw_b">Ursprungsland:</div></td><td class=bd05rb valign=top><div class=m5>DE</div></td></tr></table></td> |  | Siemens | Screw terminals | leistungsschutze-sirius-3rt2-baugrosse-s00.jpg | 3rt2017-1fb41_eng_tds.pdf
63 | 3NY1237 - ACCESSORIES FOR FUSE SWITCH DISCONNECTORS 3NP35 3-PHASE BUSBARS FOR 2 | 3NY1237 | <td valign=top class=BD02 style="border-width: 4px 5px;"><div >ACCESSORIES FOR FUSE SWITCH DISCONNECTORS 3NP35 3-PHASE BUSBARS FOR 2 X 3NP35 MODULAR SPACING 90MM (= 5 MODULAR SPACINGS), Manufacturer-ID: 3NY1237</div></td> | 40.30 | Siemens | Disconnector | sie3ny1237.jpg | sie3ny1237_en.pdf
64 | Contactor, 24 VDC, 3 NO, 1 make contact (NO), Screw Terminal | 3RT20181BB41 | <td valign=top class=BD02 style="border-width: 4px 5px;"><div >Contactor, Dimensions W x H x D: 45 x 57.5 x 72 mm, Operating temperature: -25...+60 В°C, Auxiliary contacts: 1 make contact (NO), Contacts: 3 NO, Protection rating: IP 20, Size: S00, Termination type: Screw Terminal, Rated insulation voltage: 690 VAC, Switching power: 7.5 kW</div><div class="fw_b fs_2" style="margin:5px 0px;">More information:</div><table border=0 cellspacing=0 cellpadding=0 class="fs_2 BD05 bw_0001" width="100%"><tr><td width="30%" class=B5><img src='/p.gif' alt='' width=115 height=1 class=bpxl></td><td width="70%" class=B5><img src='/p.gif' alt='' width=1 height=1 class=bpxl></td></tr><tr class=B2><td class=bd05rb valign=top><div class="m5 fw_b">Bruttogewicht:</div></td><td class=bd05rb valign=top><div class=m5>0.291 kg</div></td></tr><tr class=B14><td class=bd05rb valign=top><div class="m5 fw_b">Nettogewicht:</div></td><td class=bd05rb valign=top><div class=m5>0.291 kg</div></td></tr><tr class=B2><td class=bd05rb valign=top><div class="m5 fw_b">HГ¶he:</div></td><td class=bd05rb valign=top><div class=m5>50 mm</div></td></tr><tr class=B14><td class=bd05rb valign=top><div class="m5 fw_b">Breite:</div></td><td class=bd05rb valign=top><div class=m5>62 mm</div></td></tr><tr class=B2><td class=bd05rb valign=top><div class="m5 fw_b">Tiefe:</div></td><td class=bd05rb valign=top><div class=m5>78 mm</div></td></tr><tr class=B14><td class=bd05rb valign=top><div class="m5 fw_b">Ursprungsland:</div></td><td class=bd05rb valign=top><div class=m5>DE</div></td></tr></table></td> |  | Siemens | Screw terminals | leistungsschutze-sirius-3rt2-baugrosse-s00.jpg | 3rt2018-1bb41_eng_tds.pdf
65 | 3NX1023 - SIGNALLING INSERT AC 690V / 2V | 3NX1023 | <td valign=top class=BD02 style="border-width: 4px 5px;"><div >SIGNALLING INSERT AC 690V / >2V, Manufacturer-ID: 3NX1023</div></td> |  | Siemens | Circuit breaker | sie3nx1023.jpg | sie3nx1023_en.pdf
66 | Siemens 3NY1241 circuit breaker accessory | 3NY1241 | <td valign=top class=BD02 style="border-width: 4px 5px;"><div ></div><div class="fs_2 fw_b" style="margin: 8px 0px;">More information:</div><table border=0 cellspacing=0 cellpadding=0 class="fs_2 BD05 bw_1001" width="100%" style="margin: 4px 0px;"><tr class=B2><td class=bd05rb valign=top><div class=m5>Technical details</div></td><td class=bd05rb valign=top><div class=m5>Product colour</div></td><td class=bd05rb valign=top><div class=m5>Multicolor </div></td></tr><tr class=B14><td class=bd05rb valign=top><img src='/p.gif' alt='' width=1 height=1 class=bpxl></td><td class=bd05rb valign=top><div class=m5>Number of terminals</div></td><td class=bd05rb valign=top><div class=m5>1 </div></td></tr></table></td> | 48.43 | Siemens | Circuit breaker | sie3ny1241.jpg
67 | Emergency Stop Switch complete in housing, red | 3SU1801-0NA00-2AA2 | <td valign=top class=BD02 style="border-width: 4px 5px;"><div >Emergency Stop Switch complete in housing, red, Front ring: Plastic, Case colour: yellow, Colour: red, Housing Material: Plastic, Protection rating: IP 69 K, Series: SIRIUS ACT, Size: 22 mm, Termination type: Screw Terminal, Type: Emergency Stop Switch</div><div class="fw_b fs_2" style="margin:5px 0px;">More information:</div><table border=0 cellspacing=0 cellpadding=0 class="fs_2 BD05 bw_0001" width="100%"><tr><td width="30%" class=B5><img src='/p.gif' alt='' width=115 height=1 class=bpxl></td><td width="70%" class=B5><img src='/p.gif' alt='' width=1 height=1 class=bpxl></td></tr><tr class=B2><td class=bd05rb valign=top><div class="m5 fw_b">Bruttogewicht:</div></td><td class=bd05rb valign=top><div class=m5>0.326 kg</div></td></tr><tr class=B14><td class=bd05rb valign=top><div class="m5 fw_b">Nettogewicht:</div></td><td class=bd05rb valign=top><div class=m5>0.326 kg</div></td></tr><tr class=B2><td class=bd05rb valign=top><div class="m5 fw_b">Ursprungsland:</div></td><td class=bd05rb valign=top><div class=m5>DE</div></td></tr></table></td> |  | Siemens | Emergency stop switch | siemens_3su18010na002aa2.jpg | 3su1801-0na00-2aa2_ger_tds.pdf
68 | 3NX2023 - PHASE/END BARRIER F.LV HRC FUSE BASE SIZE 00 | 3NX2023 | <td valign=top class=BD02 style="border-width: 4px 5px;"><div >PHASE/END BARRIER F.LV HRC FUSE BASE SIZE 00, Manufacturer-ID: 3NX2023</div></td> |  | Siemens | Circuit breaker | sie3nx2023.jpg | sie3nx2023_en.pdf
69 | PART FOR FUSE SWITCH disconnectors SPARE 3NP5260 INSERT WITH HANDLE FUSE CARRIER | Siemens3NY1371 | <td valign=top class=BD02 style="border-width: 4px 5px;"><div >PART FOR FUSE SWITCH disconnectors SPARE 3NP5260 INSERT WITH HANDLE FUSE CARRIER</div></td> |  | Siemens | Cover Siemens | p_nse0_xx_00073i_bcaa8681-0751-4f1d-b85f-fd361d545bb1.jpg
70 | Emergency Stop Switch complete in housing, red | 3SU1801-0NA00-2AC2 | <td valign=top class=BD02 style="border-width: 4px 5px;"><div >Emergency Stop Switch complete in housing, red, Front ring: Plastic, Case colour: yellow, Colour: red, Contacts: 1 break contact (NC), Housing Material: Plastic, Protection rating: IP 69 K, Series: SIRIUS ACT, Size: 22 mm, Termination type: Screw Terminal, Type: Emergency Stop Switch</div><div class="fw_b fs_2" style="margin:5px 0px;">More information:</div><table border=0 cellspacing=0 cellpadding=0 class="fs_2 BD05 bw_0001" width="100%"><tr><td width="30%" class=B5><img src='/p.gif' alt='' width=115 height=1 class=bpxl></td><td width="70%" class=B5><img src='/p.gif' alt='' width=1 height=1 class=bpxl></td></tr><tr class=B2><td class=bd05rb valign=top><div class="m5 fw_b">Bruttogewicht:</div></td><td class=bd05rb valign=top><div class=m5>0.363 kg</div></td></tr><tr class=B14><td class=bd05rb valign=top><div class="m5 fw_b">Nettogewicht:</div></td><td class=bd05rb valign=top><div class=m5>0.363 kg</div></td></tr><tr class=B2><td class=bd05rb valign=top><div class="m5 fw_b">Ursprungsland:</div></td><td class=bd05rb valign=top><div class=m5>DE</div></td></tr></table></td> |  | Siemens | Emergency stop switch | siemens_3su18010na002ac2.jpg | 3su1801-0na00-2ac2_ger_tds.pdf
71 | 3NX2025 - PHASE AND END BARRIERS FOR LV HRC FUSE BASE,SIZE 2 | 3NX2025 | <td valign=top class=BD02 style="border-width: 4px 5px;"><div >PHASE AND END BARRIERS FOR LV HRC FUSE BASE,SIZE 2, Manufacturer-ID: 3NX2025</div></td> |  | Siemens | Circuit breaker | sie3nx2025.jpg | sie3nx2025_en.pdf
72 | Emergency Stop Switch complete in housing, red | 3SU1851-0NA00-2AC2 | <td valign=top class=BD02 style="border-width: 4px 5px;"><div >Emergency Stop Switch complete in housing, red, Front ring: Metal, glossy, Case colour: yellow, Colour: red, Housing Material: Metal, Protection rating: IP 69 K, Series: SIRIUS ACT, Size: 22 mm, Termination type: Screw Terminal, Type: Emergency Stop Switch</div><div class="fw_b fs_2" style="margin:5px 0px;">More information:</div><table border=0 cellspacing=0 cellpadding=0 class="fs_2 BD05 bw_0001" width="100%"><tr><td width="30%" class=B5><img src='/p.gif' alt='' width=115 height=1 class=bpxl></td><td width="70%" class=B5><img src='/p.gif' alt='' width=1 height=1 class=bpxl></td></tr><tr class=B2><td class=bd05rb valign=top><div class="m5 fw_b">Bruttogewicht:</div></td><td class=bd05rb valign=top><div class=m5>0.714 kg</div></td></tr><tr class=B14><td class=bd05rb valign=top><div class="m5 fw_b">Nettogewicht:</div></td><td class=bd05rb valign=top><div class=m5>0.714 kg</div></td></tr><tr class=B2><td class=bd05rb valign=top><div class="m5 fw_b">Ursprungsland:</div></td><td class=bd05rb valign=top><div class=m5>DE</div></td></tr></table></td> |  | Siemens | Emergency stop mushroom button | siemens_3su18510na002ac2.jpg | 3su1851-0na00-2ac2_ger_tds.pdf
73 | 3NY1373 - SPARE PART FOR FUSE SWITCH DISCONNECTORS 3NP5460 INSERT WITH HANDLE FU | 3NY1373 | <td valign=top class=BD02 style="border-width: 4px 5px;"><div >SPARE PART FOR FUSE SWITCH DISCONNECTORS 3NP5460 INSERT WITH HANDLE FUSE CARRIER, Manufacturer-ID: 3NY1373</div></td> |  | Siemens | Cover Siemens | sie3ny1373.jpg | sie3ny1373_en.pdf
74 | Siemens 3NX2030 circuit breaker accessory | 3NX2030 | <td valign=top class=BD02 style="border-width: 4px 5px;"><div >Siemens 3NX2030</div></td> | 2017-04-01 | Siemens | Circuit breaker | sie3nx2030.jpg
75 | Holder, Plastic SIRIUS ACT | 3SU1500-0AA10-0AA0 | <td valign=top class=BD02 style="border-width: 4px 5px;"><div >Holder, Plastic, Housing Material: Plastic, Series: SIRIUS ACT</div><div class="fw_b fs_2" style="margin:5px 0px;">More information:</div><table border=0 cellspacing=0 cellpadding=0 class="fs_2 BD05 bw_0001" width="100%"><tr><td width="30%" class=B5><img src='/p.gif' alt='' width=115 height=1 class=bpxl></td><td width="70%" class=B5><img src='/p.gif' alt='' width=1 height=1 class=bpxl></td></tr><tr class=B2><td class=bd05rb valign=top><div class="m5 fw_b">Bruttogewicht:</div></td><td class=bd05rb valign=top><div class=m5>0.028 kg</div></td></tr><tr class=B14><td class=bd05rb valign=top><div class="m5 fw_b">Nettogewicht:</div></td><td class=bd05rb valign=top><div class=m5>0.028 kg</div></td></tr><tr class=B2><td class=bd05rb valign=top><div class="m5 fw_b">Ursprungsland:</div></td><td class=bd05rb valign=top><div class=m5>DE</div></td></tr></table></td> |  | Siemens | Clamping ring | siemens_3su15000aa100aa0.jpg | sirius-act_ger_man.pdf
76 | 3NY1421 - SPARE PART FOR FUSE SWITCH DISCONNECTORS 3NP5260 FUSE CARRIER CIRCUIT- | 3NY1421 | <td valign=top class=BD02 style="border-width: 4px 5px;"><div >SPARE PART FOR FUSE SWITCH DISCONNECTORS 3NP5260 FUSE CARRIER CIRCUIT-BREAKER 3RV1 F.VOLTG.UP TO AC 690V/DC 250V, Manufacturer-ID: 3NY1421</div></td> |  | Siemens | Circuit breaker | sie3ny1421.jpg | sie3ny1421_en.pdf
77 | Siemens 3NX3106 circuit breaker accessory | 3NX3106 | <td valign=top class=BD02 style="border-width: 4px 5px;"><div >Siemens 3NX3106</div></td> | 1954-04-01 | Siemens | Circuit breaker | sie3nx3106.jpg
78 | Key-operated Switch complete, RONIS SB30 | 3SU1100-4BF11-1BA0 | <td valign=top class=BD02 style="border-width: 4px 5px;"><div >Key-operated Switch complete, RONIS SB30, Front ring: Plastic, Indexing angle: 90В°, Key withdrawal: O+I, Switching sequence: O-I, Housing Material: Plastic, Labelling: O-I, Lock: RONIS SB30, Protection rating: IP 69 K, Series: SIRIUS ACT, Size: 22 mm, Switching type: Latching function, Termination type: Screw Terminal, Type: Key-operated Switch, Switch positions: 2</div><div class="fw_b fs_2" style="margin:5px 0px;">More information:</div><table border=0 cellspacing=0 cellpadding=0 class="fs_2 BD05 bw_0001" width="100%"><tr><td width="30%" class=B5><img src='/p.gif' alt='' width=115 height=1 class=bpxl></td><td width="70%" class=B5><img src='/p.gif' alt='' width=1 height=1 class=bpxl></td></tr><tr class=B2><td class=bd05rb valign=top><div class="m5 fw_b">Bruttogewicht:</div></td><td class=bd05rb valign=top><div class=m5>0.086 kg</div></td></tr><tr class=B14><td class=bd05rb valign=top><div class="m5 fw_b">Nettogewicht:</div></td><td class=bd05rb valign=top><div class=m5>0.086 kg</div></td></tr><tr class=B2><td class=bd05rb valign=top><div class="m5 fw_b">Ursprungsland:</div></td><td class=bd05rb valign=top><div class=m5>DE</div></td></tr></table></td> |  | Siemens | Key switch | siemens_3su11004bf111ba0.jpg | sirius-act_ger_bro.pdf
79 | Sparepartline FOR SWITCH Disconnector 3NP5460 FUSE CARRIER CIRCUIT BREAKER-3RV1 FOR VOLTAGES UP TO AC 690V / DC 250V | Siemens3NY1423 | <td valign=top class=BD02 style="border-width: 4px 5px;"><div >Sparepartline FOR SWITCH Disconnector 3NP5460 FUSE CARRIER CIRCUIT BREAKER-3RV1 FOR VOLTAGES UP TO AC 690V / DC 250V</div></td> |  | Siemens | Circuit breaker | p_nse0_xx_00073i_78fc3859-90dc-459a-af6b-0962a7585d5d.jpg
80 | MOULDED PLASTIC PUSH-ON COVERS FOR LV HRC FUSE BASE, SIZE 3 | Siemens3NX3108 | <td valign=top class=BD02 style="border-width: 4px 5px;"><div >MOULDED PLASTIC PUSH-ON COVERS FOR LV HRC FUSE BASE, SIZE 3</div></td> |  | Siemens | Fuse base cover | p_i201_xx_04408i_4436d917-52b7-4d65-a5e4-5d9dce4b4b4b.jpg
81 | Key-operated Switch complete, RONIS SB30 | 3SU1100-4BL11-1NA0 | <td valign=top class=BD02 style="border-width: 4px 5px;"><div >Key-operated Switch complete, RONIS SB30, Front ring: Plastic, Indexing angle: 2 x 45В°, Key withdrawal: I+O+II, Switching sequence: I-O-II, Housing Material: Plastic, Labelling: I-O-II, Lock: RONIS SB30, Protection rating: IP 69 K, Series: SIRIUS ACT, Size: 22 mm, Switching type: Latching function, Termination type: Screw Terminal, Type: Key-operated Switch, Switch positions: 3</div><div class="fw_b fs_2" style="margin:5px 0px;">More information:</div><table border=0 cellspacing=0 cellpadding=0 class="fs_2 BD05 bw_0001" width="100%"><tr><td width="30%" class=B5><img src='/p.gif' alt='' width=115 height=1 class=bpxl></td><td width="70%" class=B5><img src='/p.gif' alt='' width=1 height=1 class=bpxl></td></tr><tr class=B2><td class=bd05rb valign=top><div class="m5 fw_b">Bruttogewicht:</div></td><td class=bd05rb valign=top><div class=m5>0.093 kg</div></td></tr><tr class=B14><td class=bd05rb valign=top><div class="m5 fw_b">Nettogewicht:</div></td><td class=bd05rb valign=top><div class=m5>0.093 kg</div></td></tr><tr class=B2><td class=bd05rb valign=top><div class="m5 fw_b">Ursprungsland:</div></td><td class=bd05rb valign=top><div class=m5>DE</div></td></tr></table></td> |  | Siemens | Key switch | siemens_3su11004bl111na0.jpg | sirius-act_ger_bro.pdf
82 | Siemens 3NY1907 mounting kit | 3NY1907 | <td valign=top class=BD02 style="border-width: 4px 5px;"><div ></div><div class="fs_2 fw_b" style="margin: 8px 0px;">More information:</div><table border=0 cellspacing=0 cellpadding=0 class="fs_2 BD05 bw_1001" width="100%" style="margin: 4px 0px;"><tr class=B2><td class=bd05rb valign=top><div class=m5>Packaging data</div></td><td class=bd05rb valign=top><div class=m5>Package width</div></td><td class=bd05rb valign=top><div class=m5>108 mm</div></td></tr><tr class=B14><td class=bd05rb valign=top><img src='/p.gif' alt='' width=1 height=1 class=bpxl></td><td class=bd05rb valign=top><div class=m5>Package depth</div></td><td class=bd05rb valign=top><div class=m5>57 mm</div></td></tr><tr class=B2><td class=bd05rb valign=top><img src='/p.gif' alt='' width=1 height=1 class=bpxl></td><td class=bd05rb valign=top><div class=m5>Package height</div></td><td class=bd05rb valign=top><div class=m5>68 mm</div></td></tr><tr class=B14><td class=bd05rb valign=top><div class=m5>Weight & dimensions</div></td><td class=bd05rb valign=top><div class=m5>Weight</div></td><td class=bd05rb valign=top><div class=m5>223 g</div></td></tr></table></td> | 28.75 | Siemens | Main switch | sie3ny1907.jpg
83 | Siemens 3NX3114 circuit breaker accessory | 3NX3114 | <td valign=top class=BD02 style="border-width: 4px 5px;"><div >Siemens 3NX3114</div></td> | 1961-02-01 | Siemens | Fuse base cover | sie3nx3114.jpg
84 | Key-operated Switch complete, RONIS SB30 | 3SU1150-4BF11-1BA0 | <td valign=top class=BD02 style="border-width: 4px 5px;"><div >Key-operated Switch complete, RONIS SB30, Front ring: Metal, glossy, Indexing angle: 90В°, Key withdrawal: O+I, Switching sequence: O-I, Housing Material: Metal, Lock: RONIS SB30, Protection rating: IP 69 K, Series: SIRIUS ACT, Size: 22 mm, Switching type: Latching function, Termination type: Screw Terminal, Type: Key-operated Switch, Switch positions: 2</div><div class="fw_b fs_2" style="margin:5px 0px;">More information:</div><table border=0 cellspacing=0 cellpadding=0 class="fs_2 BD05 bw_0001" width="100%"><tr><td width="30%" class=B5><img src='/p.gif' alt='' width=115 height=1 class=bpxl></td><td width="70%" class=B5><img src='/p.gif' alt='' width=1 height=1 class=bpxl></td></tr><tr class=B2><td class=bd05rb valign=top><div class="m5 fw_b">Bruttogewicht:</div></td><td class=bd05rb valign=top><div class=m5>0.131 kg</div></td></tr><tr class=B14><td class=bd05rb valign=top><div class="m5 fw_b">Nettogewicht:</div></td><td class=bd05rb valign=top><div class=m5>0.131 kg</div></td></tr><tr class=B2><td class=bd05rb valign=top><div class="m5 fw_b">Ursprungsland:</div></td><td class=bd05rb valign=top><div class=m5>DE</div></td></tr></table></td> |  | Siemens | Key switch | siemens_3su11504bf111ba0.jpg | sirius-act_ger_man.pdf
85 | 3NY1911 - ACCESSORIES FOR FUSE SWITCH DISCONNECTORS 3NP50 - 54/3NP407 PLUG WITH | 3NY1911 | <td valign=top class=BD02 style="border-width: 4px 5px;"><div >ACCESSORIES FOR FUSE SWITCH DISCONNECTORS 3NP50 - 54/3NP407 PLUG WITH 3M CONNECTING LEAD PLUG W. 3M CONNECTING CABLE, Manufacturer-ID: 3NY1911</div></td> |  | Siemens | Fuse modular terminal block | sie3ny1911.jpg | sie3ny1911_en.pdf
86 | Siemens 3NX3116 circuit breaker accessory | 3NX3116 | <td valign=top class=BD02 style="border-width: 4px 5px;"><div >Siemens 3NX3116</div></td> | 2043-01-01 | Siemens | Fuse base cover | sie3nx3116.jpg
87 | 3NY3034 - ACCESSORIES FOR FUSE SWITCH DISCONNECTORS 3NP526 UP TO 3NP546 AUXILIAR | 3NY3034 | <td valign=top class=BD02 style="border-width: 4px 5px;"><div >ACCESSORIES FOR FUSE SWITCH DISCONNECTORS 3NP526 UP TO 3NP546 AUXILIARY SWITCH 1NO+1NC WITH FIXING BRACKET AND SCREWS (INSTALLATION SET), Manufacturer-ID: 3NY3034</div></td> |  | Siemens | Main switch | sie3ny3034.jpg | sie3ny3034_en.pdf
88 | Key-operated Switch front element, CES LSG1 | 3SU1000-5HF11-0AA0 | <td valign=top class=BD02 style="border-width: 4px 5px;"><div >Key-operated Switch front element, CES LSG1, Front ring: Plastic, Indexing angle: 90В°, Key withdrawal: O+I, Switching sequence: O-I, Colour: -, Housing Material: Plastic, Lock: CES LSG1, Protection rating: IP 69 K, Series: SIRIUS ACT, Size: 22 mm, Switching type: Latching function, Type: Key-operated Switch, Switch positions: 2</div><div class="fw_b fs_2" style="margin:5px 0px;">More information:</div><table border=0 cellspacing=0 cellpadding=0 class="fs_2 BD05 bw_0001" width="100%"><tr><td width="30%" class=B5><img src='/p.gif' alt='' width=115 height=1 class=bpxl></td><td width="70%" class=B5><img src='/p.gif' alt='' width=1 height=1 class=bpxl></td></tr><tr class=B2><td class=bd05rb valign=top><div class="m5 fw_b">Bruttogewicht:</div></td><td class=bd05rb valign=top><div class=m5>0.129 kg</div></td></tr><tr class=B14><td class=bd05rb valign=top><div class="m5 fw_b">Nettogewicht:</div></td><td class=bd05rb valign=top><div class=m5>0.129 kg</div></td></tr><tr class=B2><td class=bd05rb valign=top><div class="m5 fw_b">Ursprungsland:</div></td><td class=bd05rb valign=top><div class=m5>DE</div></td></tr></table></td> |  | Siemens | Key switch | siemens_3su10005hf110aa0.jpg | sirius-act_ger_man.pdf
89 | 3NY1074 - SPARE PART FOR FUSE SWITCH DISCONNECTORS 3NP5060 INSERT WITH HANDLE FU | 3NY1074 | <td valign=top class=BD02 style="border-width: 4px 5px;"><div >SPARE PART FOR FUSE SWITCH DISCONNECTORS 3NP5060 INSERT WITH HANDLE FUSE CARRIER, Manufacturer-ID: 3NY1074</div></td> |  | Siemens | Cover Siemens | sie3ny1074.jpg | sie3ny1074_en.pdf
90 | Key-operated Switch front element, CES SSG10 | 3SU1030-5BF01-0AA0 | <td valign=top class=BD02 style="border-width: 4px 5px;"><div >Key-operated Switch front element, CES SSG10, Front ring: Metal, matte, Indexing angle: 90В°, Key withdrawal: O, Switching sequence: O-I, Colour: -, Housing Material: Plastic, Lock: CES SSG10, Protection rating: IP 69 K, Series: SIRIUS ACT, Size: 22 mm, Switching type: Latching function, Type: Key-operated Switch, Switch positions: 2</div><div class="fw_b fs_2" style="margin:5px 0px;">More information:</div><table border=0 cellspacing=0 cellpadding=0 class="fs_2 BD05 bw_0001" width="100%"><tr><td width="30%" class=B5><img src='/p.gif' alt='' width=115 height=1 class=bpxl></td><td width="70%" class=B5><img src='/p.gif' alt='' width=1 height=1 class=bpxl></td></tr><tr class=B2><td class=bd05rb valign=top><div class="m5 fw_b">Bruttogewicht:</div></td><td class=bd05rb valign=top><div class=m5>0.142 kg</div></td></tr><tr class=B14><td class=bd05rb valign=top><div class="m5 fw_b">Nettogewicht:</div></td><td class=bd05rb valign=top><div class=m5>0.142 kg</div></td></tr><tr class=B2><td class=bd05rb valign=top><div class="m5 fw_b">Ursprungsland:</div></td><td class=bd05rb valign=top><div class=m5>DE</div></td></tr></table></td> |  | Siemens | Arrow disc | siemens_3su10305bf010aa0.jpg | sirius-act_ger_bro.pdf
91 | 3NY4012 - SPARE PART FOR FUSE SWITCH DISCONNECTORS 3NP53/54 ARC CHUTE ARC CHUTE | 3NY4012 | <td valign=top class=BD02 style="border-width: 4px 5px;"><div >SPARE PART FOR FUSE SWITCH DISCONNECTORS 3NP53/54 ARC CHUTE ARC CHUTE, Manufacturer-ID: 3NY4012</div></td> |  | Siemens | Arc chamber | sie3ny4012.jpg | sie3ny4012_en.pdf
92 | 3NY1103 - SPARE PART FOR FUSE SWITCH DISCONNECTORS 3NP53 MOULDED-PLASTIC MASKING | 3NY1103 | <td valign=top class=BD02 style="border-width: 4px 5px;"><div >SPARE PART FOR FUSE SWITCH DISCONNECTORS 3NP53 MOULDED-PLASTIC MASKING FRAME 300 X 245MM, Manufacturer-ID: 3NY1103</div></td> |  | Siemens | Blind frame | sie3ny1103.jpg | sie3ny1103_en.pdf
93 | Key-operated Switch front element, CES SSG10 | 3SU1050-5BF01-0AA0 | <td valign=top class=BD02 style="border-width: 4px 5px;"><div >Key-operated Switch front element, CES SSG10, Front ring: Metal, glossy, Indexing angle: 90В°, Key withdrawal: O, Switching sequence: O-I, Colour: -, Housing Material: Metal, Lock: CES SSG10, Protection rating: IP 69 K, Series: SIRIUS ACT, Size: 22 mm, Switching type: Latching function, Type: Key-operated Switch, Switch positions: 2</div><div class="fw_b fs_2" style="margin:5px 0px;">More information:</div><table border=0 cellspacing=0 cellpadding=0 class="fs_2 BD05 bw_0001" width="100%"><tr><td width="30%" class=B5><img src='/p.gif' alt='' width=115 height=1 class=bpxl></td><td width="70%" class=B5><img src='/p.gif' alt='' width=1 height=1 class=bpxl></td></tr><tr class=B2><td class=bd05rb valign=top><div class="m5 fw_b">Bruttogewicht:</div></td><td class=bd05rb valign=top><div class=m5>0.157 kg</div></td></tr><tr class=B14><td class=bd05rb valign=top><div class="m5 fw_b">Nettogewicht:</div></td><td class=bd05rb valign=top><div class=m5>0.157 kg</div></td></tr><tr class=B2><td class=bd05rb valign=top><div class="m5 fw_b">Ursprungsland:</div></td><td class=bd05rb valign=top><div class=m5>DE</div></td></tr></table></td> |  | Siemens | Key switch | siemens_3su10505bf010aa0.jpg | sirius-act_ger_man.pdf
94 | 3RA1110-0BA15-1AB0 - LOAD FEEDER FUSELESS DIRECT STARTING,AC 400V,SIZES00 0.14.. | 3RA1110-0BA15-1AB0 | <td valign=top class=BD02 style="border-width: 4px 5px;"><div >LOAD FEEDER FUSELESS DIRECT STARTING,AC 400V,SIZES00 0.14...0.2 A, AC 24 V, 50 HZ, 1NO(CONTACTOR), SCREW CONNECT. FOR MOUNTING ONTO STANDARD MOUNTING RAILS, TYPE OF COORDIN. 2, IQ = 50 KA, Manufacturer-ID: 3RA1110-0BA15-1AB0</div></td> | 119.03 | Siemens | Load feeder | sie3ra1110-0ba15-1ab0.jpg | sie3ra1110-0ba15-1ab0_en.pdf
95 | Siemens 3NY1105 circuit breaker accessory | 3NY1105 | <td valign=top class=BD02 style="border-width: 4px 5px;"><div ></div><div class="fs_2 fw_b" style="margin: 8px 0px;">More information:</div><table border=0 cellspacing=0 cellpadding=0 class="fs_2 BD05 bw_1001" width="100%" style="margin: 4px 0px;"><tr class=B2><td class=bd05rb valign=top><div class=m5>Technical details</div></td><td class=bd05rb valign=top><div class=m5>Product colour</div></td><td class=bd05rb valign=top><div class=m5>Multicolor </div></td></tr><tr class=B14><td class=bd05rb valign=top><img src='/p.gif' alt='' width=1 height=1 class=bpxl></td><td class=bd05rb valign=top><div class=m5>Number of terminals</div></td><td class=bd05rb valign=top><div class=m5>1 </div></td></tr></table></td> | 2044-08-01 | Siemens | Blind frame | sie3ny1105.jpg
96 | 3RA1110-0BA15-1AF0 - LOAD FEEDER FUSELESS DIRECT STARTING,AC 400V,SIZES00 0.14.. | 3RA1110-0BA15-1AF0 | <td valign=top class=BD02 style="border-width: 4px 5px;"><div >LOAD FEEDER FUSELESS DIRECT STARTING,AC 400V,SIZES00 0.14...0.2 A, AC 110 V, 50 HZ, 1NO(CONTACTOR), SCREW CONNECT. FOR MOUNTING ONTO STANDARD MOUNTING RAILS, TYPE OF COORDIN. 2, IQ = 50 KA, Manufacturer-ID: 3RA1110-0BA15-1AF0</div></td> | 119.13 | Siemens | Load feeder | sie3ra1110-0ba15-1af0.jpg | sie3ra1110-0ba15-1af0_en.pdf
97 | Key-operated Switch front element, O.M.R. 73038 | 3SU1000-4GF01-0AA0 | <td valign=top class=BD02 style="border-width: 4px 5px;"><div >Key-operated Switch front element, O.M.R. 73038, Front ring: Plastic, Indexing angle: 90В°, Key withdrawal: O, Switching sequence: O-I, Colour: -, Housing Material: Plastic, Lock: O.M.R. 73038, Protection rating: IP 69 K, Series: SIRIUS ACT, Size: 22 mm, Switching type: Latching function, Type: Key-operated Switch, Switch positions: 2</div><div class="fw_b fs_2" style="margin:5px 0px;">More information:</div><table border=0 cellspacing=0 cellpadding=0 class="fs_2 BD05 bw_0001" width="100%"><tr><td width="30%" class=B5><img src='/p.gif' alt='' width=115 height=1 class=bpxl></td><td width="70%" class=B5><img src='/p.gif' alt='' width=1 height=1 class=bpxl></td></tr><tr class=B2><td class=bd05rb valign=top><div class="m5 fw_b">Bruttogewicht:</div></td><td class=bd05rb valign=top><div class=m5>0.050 kg</div></td></tr><tr class=B14><td class=bd05rb valign=top><div class="m5 fw_b">Nettogewicht:</div></td><td class=bd05rb valign=top><div class=m5>0.050 kg</div></td></tr><tr class=B2><td class=bd05rb valign=top><div class="m5 fw_b">Ursprungsland:</div></td><td class=bd05rb valign=top><div class=m5>DE</div></td></tr></table></td> |  | Siemens | Key switch | siemens_3su10004gf010aa0.jpg | sirius-act_ger_man.pdf
98 | 3NY1107 - ACCESSORIES FOR FUSE SWITCH DISCONNECTORS 3NP50 MOULDED-PLASTIC MASKIN | 3NY1107 | <td valign=top class=BD02 style="border-width: 4px 5px;"><div >ACCESSORIES FOR FUSE SWITCH DISCONNECTORS 3NP50 MOULDED-PLASTIC MASKING FRAME 265 X 135MM, Manufacturer-ID: 3NY1107</div></td> |  | Siemens | Blind frame | sie3ny1107.jpg | sie3ny1107_en.pdf
99 | Key-operated Switch front element, RONIS SB30 | 3SU1000-4BF11-0AA0 | <td valign=top class=BD02 style="border-width: 4px 5px;"><div >Key-operated Switch front element, RONIS SB30, Front ring: Plastic, Indexing angle: 90В°, Key withdrawal: O+I, Switching sequence: O-I, Colour: -, Housing Material: Plastic, Lock: RONIS SB30, Protection rating: IP 69 K, Series: SIRIUS ACT, Size: 22 mm, Switching type: Latching function, Type: Key-operated Switch, Switch positions: 2</div><div class="fw_b fs_2" style="margin:5px 0px;">More information:</div><table border=0 cellspacing=0 cellpadding=0 class="fs_2 BD05 bw_0001" width="100%"><tr><td width="30%" class=B5><img src='/p.gif' alt='' width=115 height=1 class=bpxl></td><td width="70%" class=B5><img src='/p.gif' alt='' width=1 height=1 class=bpxl></td></tr><tr class=B2><td class=bd05rb valign=top><div class="m5 fw_b">Bruttogewicht:</div></td><td class=bd05rb valign=top><div class=m5>0.062 kg</div></td></tr><tr class=B14><td class=bd05rb valign=top><div class="m5 fw_b">Nettogewicht:</div></td><td class=bd05rb valign=top><div class=m5>0.062 kg</div></td></tr><tr class=B2><td class=bd05rb valign=top><div class="m5 fw_b">Ursprungsland:</div></td><td class=bd05rb valign=top><div class=m5>DE</div></td></tr></table></td> |  | Siemens | Key switch | siemens_3su10004bf110aa0.jpg | sirius-act_ger_bro.pdf
100 | 3RA1110-0BA15-1BB4 - LOAD FEEDER FUSELESS DIRECT STARTING,AC 400V,SIZES00 0.14.. | 3RA1110-0BA15-1BB4 | <td valign=top class=BD02 style="border-width: 4px 5px;"><div >LOAD FEEDER FUSELESS DIRECT STARTING,AC 400V,SIZES00 0.14...0.2 A, DC 24 V, 1NO(CONTACTOR), SCREW CONNECT. FOR MOUNTING ONTO STANDARD MOUNTING RAILS, TYPE OF COORDIN. 2, IQ = 50 KA, Manufacturer-ID: 3RA1110-0BA15-1BB4</div></td> |  | Siemens | Load feeder | sie3ra1110-0ba15-1bb4.jpg | sie3ra1110-0ba15-1bb4_en.pdf