## weidmuller_en
id | title | article | fulltext | price | manufacturer | category | image | pdf
1 | WeidmГјller 1706010000 electrical terminals | 1706010000 | <td valign=top class=BD02 style="border-width: 4px 5px;"><div ></div><div class="fs_2 fw_b" style="margin: 8px 0px;">More information:</div><table border=0 cellspacing=0 cellpadding=0 class="fs_2 BD05 bw_1001" width="100%" style="margin: 4px 0px;"><tr class=B2><td class=bd05rb valign=top><div class=m5>Packaging data</div></td><td class=bd05rb valign=top><div class=m5>Quantity per pack</div></td><td class=bd05rb valign=top><div class=m5>100 pc(s)</div></td></tr><tr class=B14><td class=bd05rb valign=top><div class=m5>Features</div></td><td class=bd05rb valign=top><div class=m5>Product colour</div></td><td class=bd05rb valign=top><div class=m5>Beige </div></td></tr><tr class=B2><td class=bd05rb valign=top><img src='/p.gif' alt='' width=1 height=1 class=bpxl></td><td class=bd05rb valign=top><div class=m5>Maximum cable section</div></td><td class=bd05rb valign=top><div class=m5>2.5 mmВІ</div></td></tr><tr class=B14><td class=bd05rb valign=top><img src='/p.gif' alt='' width=1 height=1 class=bpxl></td><td class=bd05rb valign=top><div class=m5>RoHS compliance</div></td><td class=bd05rb valign=top><div class=m5>Yes </div></td></tr><tr class=B2><td class=bd05rb valign=top><div class=m5>Weight & dimensions</div></td><td class=bd05rb valign=top><div class=m5>Height</div></td><td class=bd05rb valign=top><div class=m5>50.5 mm</div></td></tr><tr class=B14><td class=bd05rb valign=top><img src='/p.gif' alt='' width=1 height=1 class=bpxl></td><td class=bd05rb valign=top><div class=m5>Weight</div></td><td class=bd05rb valign=top><div class=m5>6.7 g</div></td></tr></table></td> | 0.658 | Weidmuller | Series clamp | 27066028_5526688315.jpg
2 | WeidmГјller 1859140000 cable interface/gender adapter M23 Grey | 1859140000 | <td valign=top class=BD02 style="border-width: 4px 5px;"><div >Whereas the standard M12 system requires the sleeves to be laboriously screwed on and that operation is<br />hindered by the vibration guard, M12 Push-Pull works with one click, just like those well-known garden hose<br />systems. The audible locking function guarantees a safe and reliable connection as well as a good seal. The new SAI M12 Push-Pull distributors can be used with M12 plug-in connectors but also with the new M12 Push-Pull plug-in connectors.</div><div class="fs_2 fw_b" style="margin: 8px 0px;">More information:</div><table border=0 cellspacing=0 cellpadding=0 class="fs_2 BD05 bw_1001" width="100%" style="margin: 4px 0px;"><tr class=B2><td class=bd05rb valign=top><div class=m5>Performance</div></td><td class=bd05rb valign=top><div class=m5>Product colour</div></td><td class=bd05rb valign=top><div class=m5>Grey </div></td></tr><tr class=B14><td class=bd05rb valign=top><img src='/p.gif' alt='' width=1 height=1 class=bpxl></td><td class=bd05rb valign=top><div class=m5>Housing material</div></td><td class=bd05rb valign=top><div class=m5>Polyamide </div></td></tr><tr class=B2><td class=bd05rb valign=top><img src='/p.gif' alt='' width=1 height=1 class=bpxl></td><td class=bd05rb valign=top><div class=m5>Isolation</div></td><td class=bd05rb valign=top><div class=m5>1 kV</div></td></tr><tr class=B14><td class=bd05rb valign=top><img src='/p.gif' alt='' width=1 height=1 class=bpxl></td><td class=bd05rb valign=top><div class=m5>LED indicators</div></td><td class=bd05rb valign=top><div class=m5>Operation </div></td></tr><tr class=B2><td class=bd05rb valign=top><img src='/p.gif' alt='' width=1 height=1 class=bpxl></td><td class=bd05rb valign=top><div class=m5>RoHS compliance</div></td><td class=bd05rb valign=top><div class=m5>Yes </div></td></tr><tr class=B14><td class=bd05rb valign=top><img src='/p.gif' alt='' width=1 height=1 class=bpxl></td><td class=bd05rb valign=top><div class=m5>Certification</div></td><td class=bd05rb valign=top><div class=m5>RoHS, E92202 </div></td></tr><tr class=B2><td class=bd05rb valign=top><div class=m5>Packaging content</div></td><td class=bd05rb valign=top><div class=m5>Quantity per pack</div></td><td class=bd05rb valign=top><div class=m5>1 pc(s)</div></td></tr><tr class=B14><td class=bd05rb valign=top><div class=m5>Technical details</div></td><td class=bd05rb valign=top><div class=m5>Product type</div></td><td class=bd05rb valign=top><div class=m5>Sensor-actuator </div></td></tr><tr class=B2><td class=bd05rb valign=top><div class=m5>Ports & interfaces</div></td><td class=bd05rb valign=top><div class=m5>Connector 1</div></td><td class=bd05rb valign=top><div class=m5>M23 </div></td></tr><tr class=B14><td class=bd05rb valign=top><img src='/p.gif' alt='' width=1 height=1 class=bpxl></td><td class=bd05rb valign=top><div class=m5>Connector contacts plating</div></td><td class=bd05rb valign=top><div class=m5>Nickel/Gold </div></td></tr><tr class=B2><td class=bd05rb valign=top><div class=m5>Operational conditions</div></td><td class=bd05rb valign=top><div class=m5>Operating temperature (T-T)</div></td><td class=bd05rb valign=top><div class=m5>-25 - 80 В°C</div></td></tr><tr class=B14><td class=bd05rb valign=top><div class=m5>Weight & dimensions</div></td><td class=bd05rb valign=top><div class=m5>Width</div></td><td class=bd05rb valign=top><div class=m5>54 mm</div></td></tr><tr class=B2><td class=bd05rb valign=top><img src='/p.gif' alt='' width=1 height=1 class=bpxl></td><td class=bd05rb valign=top><div class=m5>Height</div></td><td class=bd05rb valign=top><div class=m5>34.3 mm</div></td></tr><tr class=B14><td class=bd05rb valign=top><img src='/p.gif' alt='' width=1 height=1 class=bpxl></td><td class=bd05rb valign=top><div class=m5>Weight</div></td><td class=bd05rb valign=top><div class=m5>295 g</div></td></tr><tr class=B2><td class=bd05rb valign=top><div class=m5>Other features</div></td><td class=bd05rb valign=top><div class=m5>Ports quantity</div></td><td class=bd05rb valign=top><div class=m5>8 </div></td></tr></table></td> | 106.36 | Weidmuller | AS-i distributor | 27309567_4523.jpg | CIEN1-27309567.pdf
3 | Bridge, 10-pole | WQV2.5-10 | <td valign=top class=BD02 style="border-width: 4px 5px;"><div >Bridge, 10-pole, Manufacturer Article nВ°: 1054460000</div><div class="fw_b fs_2" style="margin:5px 0px;">More information:</div><table border=0 cellspacing=0 cellpadding=0 class="fs_2 BD05 bw_0001" width="100%"><tr><td width="30%" class=B5><img src='/p.gif' alt='' width=115 height=1 class=bpxl></td><td width="70%" class=B5><img src='/p.gif' alt='' width=1 height=1 class=bpxl></td></tr><tr class=B2><td class=bd05rb valign=top><div class="m5 fw_b">Bruttogewicht:</div></td><td class=bd05rb valign=top><div class=m5>0.003 kg</div></td></tr><tr class=B14><td class=bd05rb valign=top><div class="m5 fw_b">Nettogewicht:</div></td><td class=bd05rb valign=top><div class=m5>0.003 kg</div></td></tr><tr class=B2><td class=bd05rb valign=top><div class="m5 fw_b">HГ¶he:</div></td><td class=bd05rb valign=top><div class=m5>5 mm</div></td></tr><tr class=B14><td class=bd05rb valign=top><div class="m5 fw_b">Breite:</div></td><td class=bd05rb valign=top><div class=m5>10 mm</div></td></tr><tr class=B2><td class=bd05rb valign=top><div class="m5 fw_b">Tiefe:</div></td><td class=bd05rb valign=top><div class=m5>50 mm</div></td></tr><tr class=B14><td class=bd05rb valign=top><div class="m5 fw_b">Ursprungsland:</div></td><td class=bd05rb valign=top><div class=m5>DE</div></td></tr></table></td> |  | Weidmuller | Transverse connectors | weidmueller-wqv2-5-10.jpg | WQV-2-5-10_eng_tds.pdf
4 | WeidmГјller CABTITE KT 11 Cable cabtite Grey,Light Grey | 1826540000 | <td valign=top class=BD02 style="border-width: 4px 5px;"><div >Cabtite enables you to feed pre-assembled lines through the electrical cabinet wall while maintaining IP54-level protection. As the cable does not have to be split, the manufacturer's guarantee is not invalidated.</div><div class="fs_2 fw_b" style="margin: 8px 0px;">More information:</div><table border=0 cellspacing=0 cellpadding=0 class="fs_2 BD05 bw_1001" width="100%" style="margin: 4px 0px;"><tr class=B2><td class=bd05rb valign=top><div class=m5>Operational conditions</div></td><td class=bd05rb valign=top><div class=m5>Temperature range (T-T)</div></td><td class=bd05rb valign=top><div class=m5>-20 - 80 В°C</div></td></tr><tr class=B14><td class=bd05rb valign=top><div class=m5>Packaging content</div></td><td class=bd05rb valign=top><div class=m5>Quantity</div></td><td class=bd05rb valign=top><div class=m5>10 </div></td></tr><tr class=B2><td class=bd05rb valign=top><div class=m5>Weight & dimensions</div></td><td class=bd05rb valign=top><div class=m5>Weight</div></td><td class=bd05rb valign=top><div class=m5>6.1 g</div></td></tr><tr class=B14><td class=bd05rb valign=top><img src='/p.gif' alt='' width=1 height=1 class=bpxl></td><td class=bd05rb valign=top><div class=m5>Dimensions (WxDxH)</div></td><td class=bd05rb valign=top><div class=m5>20 x 19 x 20 mm</div></td></tr><tr class=B2><td class=bd05rb valign=top><div class=m5>Features</div></td><td class=bd05rb valign=top><div class=m5>Type</div></td><td class=bd05rb valign=top><div class=m5>Cable cabtite </div></td></tr><tr class=B14><td class=bd05rb valign=top><img src='/p.gif' alt='' width=1 height=1 class=bpxl></td><td class=bd05rb valign=top><div class=m5>Product colour</div></td><td class=bd05rb valign=top><div class=m5>Grey,Light Grey </div></td></tr><tr class=B2><td class=bd05rb valign=top><img src='/p.gif' alt='' width=1 height=1 class=bpxl></td><td class=bd05rb valign=top><div class=m5>Material</div></td><td class=bd05rb valign=top><div class=m5>Plastic </div></td></tr><tr class=B14><td class=bd05rb valign=top><img src='/p.gif' alt='' width=1 height=1 class=bpxl></td><td class=bd05rb valign=top><div class=m5>Certification</div></td><td class=bd05rb valign=top><div class=m5>ROHS </div></td></tr></table></td> | 51.29 | Weidmuller | Label material | 28584864_3100051983.jpg | CIEN4-28584864.pdf
5 | 1123740000 - TRS 24VUC 2CO AU | 1123740000 | <td valign=top class=BD02 style="border-width: 4px 5px;"><div >TRS 24VUC 2CO AU, TERMSERIES, Relays, No. of contacts: 2, CO contact, AgNi 5Вµm Au, Rated control voltage: 24 V UC +/-10 %, Continuous current: 8 A, Screw connection, Manufacturernumber: 1123740000</div></td> | 24.275 | Weidmuller | Rectifier | wed1123740000.jpg
6 | WeidmГјller 1015560000 terminal block Beige,Yellow | 1015560000 | <td valign=top class=BD02 style="border-width: 4px 5px;"><div >The versatile and extensive range of products - from 0.05 mmВІ to 300 mmВІ - means that you have diverse options for your applications at your disposal.<br />Hardened steel for mechanical strength and high-quality tinned copper for optimum conductivity. All materials comply with RoHS requirements and have been tested to current environment guidelines.</div><div class="fs_2 fw_b" style="margin: 8px 0px;">More information:</div><table border=0 cellspacing=0 cellpadding=0 class="fs_2 BD05 bw_1001" width="100%" style="margin: 4px 0px;"><tr class=B2><td class=bd05rb valign=top><div class=m5>Technical details</div></td><td class=bd05rb valign=top><div class=m5>Product colour</div></td><td class=bd05rb valign=top><div class=m5>Beige,Yellow </div></td></tr><tr class=B14><td class=bd05rb valign=top><img src='/p.gif' alt='' width=1 height=1 class=bpxl></td><td class=bd05rb valign=top><div class=m5>Material</div></td><td class=bd05rb valign=top><div class=m5>Polyamide </div></td></tr><tr class=B2><td class=bd05rb valign=top><img src='/p.gif' alt='' width=1 height=1 class=bpxl></td><td class=bd05rb valign=top><div class=m5>Certification</div></td><td class=bd05rb valign=top><div class=m5>RoHS </div></td></tr><tr class=B14><td class=bd05rb valign=top><img src='/p.gif' alt='' width=1 height=1 class=bpxl></td><td class=bd05rb valign=top><div class=m5>Operating temperature (T-T)</div></td><td class=bd05rb valign=top><div class=m5>-50 - 100 В°C</div></td></tr><tr class=B2><td class=bd05rb valign=top><div class=m5>Weight & dimensions</div></td><td class=bd05rb valign=top><div class=m5>Width</div></td><td class=bd05rb valign=top><div class=m5>6.4 mm</div></td></tr><tr class=B14><td class=bd05rb valign=top><img src='/p.gif' alt='' width=1 height=1 class=bpxl></td><td class=bd05rb valign=top><div class=m5>Depth</div></td><td class=bd05rb valign=top><div class=m5>66 mm</div></td></tr><tr class=B2><td class=bd05rb valign=top><img src='/p.gif' alt='' width=1 height=1 class=bpxl></td><td class=bd05rb valign=top><div class=m5>Height</div></td><td class=bd05rb valign=top><div class=m5>112 mm</div></td></tr></table></td> | 220.25 | Weidmuller | Disconnect terminal | 28529030_3353.jpg | CIEN6-28529030.pdf
7 | WeidmГјller CABTITE KEL SNAP 24 Cable tie mount Rack Black 10 pc(s) | 1827780000 | <td valign=top class=BD02 style="border-width: 4px 5px;"><div >Cabtite enables you to feed pre-assembled lines through the electrical cabinet wall while maintaining IP54-level protection. As the cable does not have to be split, the manufacturer's guarantee is not invalidated.</div><div class="fs_2 fw_b" style="margin: 8px 0px;">More information:</div><table border=0 cellspacing=0 cellpadding=0 class="fs_2 BD05 bw_1001" width="100%" style="margin: 4px 0px;"><tr class=B2><td class=bd05rb valign=top><div class=m5>Packaging content</div></td><td class=bd05rb valign=top><div class=m5>Quantity per pack</div></td><td class=bd05rb valign=top><div class=m5>10 pc(s)</div></td></tr><tr class=B14><td class=bd05rb valign=top><div class=m5>Weight & dimensions</div></td><td class=bd05rb valign=top><div class=m5>Width</div></td><td class=bd05rb valign=top><div class=m5>155 mm</div></td></tr><tr class=B2><td class=bd05rb valign=top><img src='/p.gif' alt='' width=1 height=1 class=bpxl></td><td class=bd05rb valign=top><div class=m5>Depth</div></td><td class=bd05rb valign=top><div class=m5>64 mm</div></td></tr><tr class=B14><td class=bd05rb valign=top><img src='/p.gif' alt='' width=1 height=1 class=bpxl></td><td class=bd05rb valign=top><div class=m5>Height</div></td><td class=bd05rb valign=top><div class=m5>38 mm</div></td></tr><tr class=B2><td class=bd05rb valign=top><img src='/p.gif' alt='' width=1 height=1 class=bpxl></td><td class=bd05rb valign=top><div class=m5>Weight</div></td><td class=bd05rb valign=top><div class=m5>54.2 g</div></td></tr><tr class=B14><td class=bd05rb valign=top><div class=m5>Features</div></td><td class=bd05rb valign=top><div class=m5>Type</div></td><td class=bd05rb valign=top><div class=m5>Cable tie mount </div></td></tr><tr class=B2><td class=bd05rb valign=top><img src='/p.gif' alt='' width=1 height=1 class=bpxl></td><td class=bd05rb valign=top><div class=m5>Purpose</div></td><td class=bd05rb valign=top><div class=m5>Rack </div></td></tr><tr class=B14><td class=bd05rb valign=top><img src='/p.gif' alt='' width=1 height=1 class=bpxl></td><td class=bd05rb valign=top><div class=m5>Product colour</div></td><td class=bd05rb valign=top><div class=m5>Black </div></td></tr><tr class=B2><td class=bd05rb valign=top><img src='/p.gif' alt='' width=1 height=1 class=bpxl></td><td class=bd05rb valign=top><div class=m5>Material</div></td><td class=bd05rb valign=top><div class=m5>Plastic </div></td></tr><tr class=B14><td class=bd05rb valign=top><img src='/p.gif' alt='' width=1 height=1 class=bpxl></td><td class=bd05rb valign=top><div class=m5>RoHS compliance</div></td><td class=bd05rb valign=top><div class=m5>Yes </div></td></tr></table></td> | 259.75 | Weidmuller | Necktie holder | 27044033_5827200363.jpg | CIEN7-27044033.pdf
8 | WeidmГјller 1047950000 wire connector RJ45 Silver | 1047950000 | <td valign=top class=BD02 style="border-width: 4px 5px;"><div >PushPull plug-in connector according to IEC 61076-3-117 var.14 (PROFINET) in metal, empty enclosure for hybrid plug-in connectors</div><div class="fs_2 fw_b" style="margin: 8px 0px;">More information:</div><table border=0 cellspacing=0 cellpadding=0 class="fs_2 BD05 bw_1001" width="100%" style="margin: 4px 0px;"><tr class=B2><td class=bd05rb valign=top><div class=m5>Operational conditions</div></td><td class=bd05rb valign=top><div class=m5>Operating temperature (T-T)</div></td><td class=bd05rb valign=top><div class=m5>-40 - 70 В°C</div></td></tr><tr class=B14><td class=bd05rb valign=top><div class=m5>Weight & dimensions</div></td><td class=bd05rb valign=top><div class=m5>Weight</div></td><td class=bd05rb valign=top><div class=m5>54.6 g</div></td></tr><tr class=B2><td class=bd05rb valign=top><div class=m5>Features</div></td><td class=bd05rb valign=top><div class=m5>Connector(s)</div></td><td class=bd05rb valign=top><div class=m5>RJ45 </div></td></tr><tr class=B14><td class=bd05rb valign=top><img src='/p.gif' alt='' width=1 height=1 class=bpxl></td><td class=bd05rb valign=top><div class=m5>Product colour</div></td><td class=bd05rb valign=top><div class=m5>Silver </div></td></tr><tr class=B2><td class=bd05rb valign=top><img src='/p.gif' alt='' width=1 height=1 class=bpxl></td><td class=bd05rb valign=top><div class=m5>International Protection (IP) code</div></td><td class=bd05rb valign=top><div class=m5>IP67 </div></td></tr><tr class=B14><td class=bd05rb valign=top><img src='/p.gif' alt='' width=1 height=1 class=bpxl></td><td class=bd05rb valign=top><div class=m5>Halogen-free</div></td><td class=bd05rb valign=top><div class=m5>Yes </div></td></tr><tr class=B2><td class=bd05rb valign=top><img src='/p.gif' alt='' width=1 height=1 class=bpxl></td><td class=bd05rb valign=top><div class=m5>RoHS compliance</div></td><td class=bd05rb valign=top><div class=m5>Yes </div></td></tr><tr class=B14><td class=bd05rb valign=top><div class=m5>Packaging content</div></td><td class=bd05rb valign=top><div class=m5>Quantity per pack</div></td><td class=bd05rb valign=top><div class=m5>10 pc(s)</div></td></tr></table></td> | 16.568 | Weidmuller | RJ45 connectors | 27074913_7715.jpg | CIEN9-27074913.pdf
9 | WeidmГјller 1351630000 surge protector Red | 1351630000 | <td valign=top class=BD02 style="border-width: 4px 5px;"><div ><ul><li>Compact Type III arrester for AC/DC protection acc. to IEC 61643-11:2012</li><li>Suitable for protecting terminals</li><li>Installed in the vicinity of the equipment to be protected</li><li>Can be used as single-port arrester when nominal current is greater than 16 A</li></ul></div><div class="fs_2 fw_b" style="margin: 8px 0px;">More information:</div><table border=0 cellspacing=0 cellpadding=0 class="fs_2 BD05 bw_1001" width="100%" style="margin: 4px 0px;"><tr class=B2><td class=bd05rb valign=top><div class=m5>Indication</div></td><td class=bd05rb valign=top><div class=m5>LED indicators</div></td><td class=bd05rb valign=top><div class=m5>Yes </div></td></tr><tr class=B14><td class=bd05rb valign=top><div class=m5>Operational conditions</div></td><td class=bd05rb valign=top><div class=m5>Operating temperature (T-T)</div></td><td class=bd05rb valign=top><div class=m5>-40 - 70 В°C</div></td></tr><tr class=B2><td class=bd05rb valign=top><img src='/p.gif' alt='' width=1 height=1 class=bpxl></td><td class=bd05rb valign=top><div class=m5>Storage temperature (T-T)</div></td><td class=bd05rb valign=top><div class=m5>-40 - 80 В°C</div></td></tr><tr class=B14><td class=bd05rb valign=top><div class=m5>Power</div></td><td class=bd05rb valign=top><div class=m5>AC input frequency</div></td><td class=bd05rb valign=top><div class=m5>50 - 60 Hz</div></td></tr><tr class=B2><td class=bd05rb valign=top><img src='/p.gif' alt='' width=1 height=1 class=bpxl></td><td class=bd05rb valign=top><div class=m5>Nominal current output</div></td><td class=bd05rb valign=top><div class=m5>16 A</div></td></tr><tr class=B14><td class=bd05rb valign=top><div class=m5>Technical details</div></td><td class=bd05rb valign=top><div class=m5>Housing colour</div></td><td class=bd05rb valign=top><div class=m5>Red </div></td></tr><tr class=B2><td class=bd05rb valign=top><div class=m5>Weight & dimensions</div></td><td class=bd05rb valign=top><div class=m5>Weight</div></td><td class=bd05rb valign=top><div class=m5>85 g</div></td></tr><tr class=B14><td class=bd05rb valign=top><img src='/p.gif' alt='' width=1 height=1 class=bpxl></td><td class=bd05rb valign=top><div class=m5>Width</div></td><td class=bd05rb valign=top><div class=m5>18 mm</div></td></tr><tr class=B2><td class=bd05rb valign=top><img src='/p.gif' alt='' width=1 height=1 class=bpxl></td><td class=bd05rb valign=top><div class=m5>Depth</div></td><td class=bd05rb valign=top><div class=m5>71.5 mm</div></td></tr><tr class=B14><td class=bd05rb valign=top><img src='/p.gif' alt='' width=1 height=1 class=bpxl></td><td class=bd05rb valign=top><div class=m5>Height</div></td><td class=bd05rb valign=top><div class=m5>102 mm</div></td></tr><tr class=B2><td class=bd05rb valign=top><div class=m5>Certificates</div></td><td class=bd05rb valign=top><div class=m5>RoHS compliance</div></td><td class=bd05rb valign=top><div class=m5>Yes </div></td></tr><tr class=B14><td class=bd05rb valign=top><div class=m5>Packaging content</div></td><td class=bd05rb valign=top><div class=m5>Number of products included</div></td><td class=bd05rb valign=top><div class=m5>1 pc(s)</div></td></tr><tr class=B2><td class=bd05rb valign=top><div class=m5>Features</div></td><td class=bd05rb valign=top><div class=m5>Product colour</div></td><td class=bd05rb valign=top><div class=m5>Red </div></td></tr><tr class=B14><td class=bd05rb valign=top><img src='/p.gif' alt='' width=1 height=1 class=bpxl></td><td class=bd05rb valign=top><div class=m5>Mounting</div></td><td class=bd05rb valign=top><div class=m5>TS 35, TS 35 x 15, TS 35 x 7.5 </div></td></tr></table></td> | 109.14 | Weidmuller | Surge Arrester | 27082104_2826.jpg | CIEN0-27082104.pdf
10 | WeidmГјller M-D-STRIPAX cable stripper Black | 9001280000 | <td valign=top class=BD02 style="border-width: 4px 5px;"><div ><ul><li>Flexible and solid conductors with PVC, Teflon (PTFE) and silicone insulation</li><li>No damage to the conductor thanks to specially shaped blade</li><li>No splicing of single conductors</li><li>Blade inserts are easy to replace</li><li>All inserts fit one housing</li></ul></div><div class="fs_2 fw_b" style="margin: 8px 0px;">More information:</div><table border=0 cellspacing=0 cellpadding=0 class="fs_2 BD05 bw_1001" width="100%" style="margin: 4px 0px;"><tr class=B2><td class=bd05rb valign=top><div class=m5>Features</div></td><td class=bd05rb valign=top><div class=m5>Stripping capacity (max)</div></td><td class=bd05rb valign=top><div class=m5>7 mm</div></td></tr><tr class=B14><td class=bd05rb valign=top><img src='/p.gif' alt='' width=1 height=1 class=bpxl></td><td class=bd05rb valign=top><div class=m5>Protective insulation</div></td><td class=bd05rb valign=top><div class=m5>Yes </div></td></tr><tr class=B2><td class=bd05rb valign=top><div class=m5>Weight & dimensions</div></td><td class=bd05rb valign=top><div class=m5>Length</div></td><td class=bd05rb valign=top><div class=m5>135 mm</div></td></tr><tr class=B14><td class=bd05rb valign=top><img src='/p.gif' alt='' width=1 height=1 class=bpxl></td><td class=bd05rb valign=top><div class=m5>Weight</div></td><td class=bd05rb valign=top><div class=m5>110 g</div></td></tr><tr class=B2><td class=bd05rb valign=top><div class=m5>Colour</div></td><td class=bd05rb valign=top><div class=m5>Product colour</div></td><td class=bd05rb valign=top><div class=m5>Black </div></td></tr></table></td> | 64.56 | Weidmuller | Stripping pliers | 27042317_8259.jpg
11 | WeidmГјller 1772090000 electrical terminals | 1772090000 | <td valign=top class=BD02 style="border-width: 4px 5px;"><div ></div><div class="fs_2 fw_b" style="margin: 8px 0px;">More information:</div><table border=0 cellspacing=0 cellpadding=0 class="fs_2 BD05 bw_1001" width="100%" style="margin: 4px 0px;"><tr class=B2><td class=bd05rb valign=top><div class=m5>Packaging data</div></td><td class=bd05rb valign=top><div class=m5>Quantity per pack</div></td><td class=bd05rb valign=top><div class=m5>100 pc(s)</div></td></tr><tr class=B14><td class=bd05rb valign=top><div class=m5>Features</div></td><td class=bd05rb valign=top><div class=m5>Maximum cable section</div></td><td class=bd05rb valign=top><div class=m5>2.5 mmВІ</div></td></tr><tr class=B2><td class=bd05rb valign=top><img src='/p.gif' alt='' width=1 height=1 class=bpxl></td><td class=bd05rb valign=top><div class=m5>Product colour</div></td><td class=bd05rb valign=top><div class=m5>Green,Yellow </div></td></tr><tr class=B14><td class=bd05rb valign=top><img src='/p.gif' alt='' width=1 height=1 class=bpxl></td><td class=bd05rb valign=top><div class=m5>RoHS compliance</div></td><td class=bd05rb valign=top><div class=m5>Yes </div></td></tr><tr class=B2><td class=bd05rb valign=top><div class=m5>Weight & dimensions</div></td><td class=bd05rb valign=top><div class=m5>Height</div></td><td class=bd05rb valign=top><div class=m5>50.5 mm</div></td></tr><tr class=B14><td class=bd05rb valign=top><img src='/p.gif' alt='' width=1 height=1 class=bpxl></td><td class=bd05rb valign=top><div class=m5>Weight</div></td><td class=bd05rb valign=top><div class=m5>11.11 g</div></td></tr></table></td> | 2602720 | Weidmuller | Earthing terminals | 27098332_1089895786.jpg
12 | WeidmГјller PZ 50 Crimping tool Black,Orange | 9006450000 | <td valign=top class=BD02 style="border-width: 4px 5px;"><div ><b>Crimping tools for wire end ferrules, with and without plastic collars</b><br />- Ratchet guarantees precise crimping<br />- Release option in the event of incorrect operation</div><div class="fs_2 fw_b" style="margin: 8px 0px;">More information:</div><table border=0 cellspacing=0 cellpadding=0 class="fs_2 BD05 bw_1001" width="100%" style="margin: 4px 0px;"><tr class=B2><td class=bd05rb valign=top><div class=m5>Technical details</div></td><td class=bd05rb valign=top><div class=m5>Type</div></td><td class=bd05rb valign=top><div class=m5>Crimping tool </div></td></tr><tr class=B14><td class=bd05rb valign=top><img src='/p.gif' alt='' width=1 height=1 class=bpxl></td><td class=bd05rb valign=top><div class=m5>Product colour</div></td><td class=bd05rb valign=top><div class=m5>Black,Orange </div></td></tr><tr class=B2><td class=bd05rb valign=top><img src='/p.gif' alt='' width=1 height=1 class=bpxl></td><td class=bd05rb valign=top><div class=m5>Quantity</div></td><td class=bd05rb valign=top><div class=m5>1 </div></td></tr><tr class=B14><td class=bd05rb valign=top><img src='/p.gif' alt='' width=1 height=1 class=bpxl></td><td class=bd05rb valign=top><div class=m5>RoHS compliance</div></td><td class=bd05rb valign=top><div class=m5>Yes </div></td></tr><tr class=B2><td class=bd05rb valign=top><div class=m5>Packaging data</div></td><td class=bd05rb valign=top><div class=m5>Package weight</div></td><td class=bd05rb valign=top><div class=m5>730 g</div></td></tr><tr class=B14><td class=bd05rb valign=top><div class=m5>Weight & dimensions</div></td><td class=bd05rb valign=top><div class=m5>Weight</div></td><td class=bd05rb valign=top><div class=m5>595.3 g</div></td></tr></table></td> | 233.31 | Weidmuller | Crimping pliers for end sleeves | 34553452_8748033130.jpg | CIEN1-34553452.pdf
13 | Bridge, 10-pole | WQV4-10 | <td valign=top class=BD02 style="border-width: 4px 5px;"><div >Bridge, 10-pole, Manufacturer Article nВ°: 1052060000</div><div class="fw_b fs_2" style="margin:5px 0px;">More information:</div><table border=0 cellspacing=0 cellpadding=0 class="fs_2 BD05 bw_0001" width="100%"><tr><td width="30%" class=B5><img src='/p.gif' alt='' width=115 height=1 class=bpxl></td><td width="70%" class=B5><img src='/p.gif' alt='' width=1 height=1 class=bpxl></td></tr><tr class=B2><td class=bd05rb valign=top><div class="m5 fw_b">Bruttogewicht:</div></td><td class=bd05rb valign=top><div class=m5>0.013 kg</div></td></tr><tr class=B14><td class=bd05rb valign=top><div class="m5 fw_b">Nettogewicht:</div></td><td class=bd05rb valign=top><div class=m5>0.013 kg</div></td></tr><tr class=B2><td class=bd05rb valign=top><div class="m5 fw_b">HГ¶he:</div></td><td class=bd05rb valign=top><div class=m5>8 mm</div></td></tr><tr class=B14><td class=bd05rb valign=top><div class="m5 fw_b">Breite:</div></td><td class=bd05rb valign=top><div class=m5>25 mm</div></td></tr><tr class=B2><td class=bd05rb valign=top><div class="m5 fw_b">Tiefe:</div></td><td class=bd05rb valign=top><div class=m5>60 mm</div></td></tr><tr class=B14><td class=bd05rb valign=top><div class="m5 fw_b">Ursprungsland:</div></td><td class=bd05rb valign=top><div class=m5>DE</div></td></tr></table></td> |  | Weidmuller | Transverse connectors | weidmueller-wqv4-10.jpg | 04828406.pdf
14 | WeidmГјller CABTITE KT 29 b Cable cabtite Black | 1828080000 | <td valign=top class=BD02 style="border-width: 4px 5px;"><div >Cabtite enables you to feed pre-assembled lines through the electrical cabinet wall while maintaining IP54-level protection. As the cable does not have to be split, the manufacturer's guarantee is not invalidated.</div><div class="fs_2 fw_b" style="margin: 8px 0px;">More information:</div><table border=0 cellspacing=0 cellpadding=0 class="fs_2 BD05 bw_1001" width="100%" style="margin: 4px 0px;"><tr class=B2><td class=bd05rb valign=top><div class=m5>Operational conditions</div></td><td class=bd05rb valign=top><div class=m5>Temperature range (T-T)</div></td><td class=bd05rb valign=top><div class=m5>-20 - 80 В°C</div></td></tr><tr class=B14><td class=bd05rb valign=top><div class=m5>Packaging content</div></td><td class=bd05rb valign=top><div class=m5>Quantity</div></td><td class=bd05rb valign=top><div class=m5>10 </div></td></tr><tr class=B2><td class=bd05rb valign=top><div class=m5>Weight & dimensions</div></td><td class=bd05rb valign=top><div class=m5>Weight</div></td><td class=bd05rb valign=top><div class=m5>18.8 g</div></td></tr><tr class=B14><td class=bd05rb valign=top><img src='/p.gif' alt='' width=1 height=1 class=bpxl></td><td class=bd05rb valign=top><div class=m5>Dimensions (WxDxH)</div></td><td class=bd05rb valign=top><div class=m5>41.5 x 19 x 42 mm</div></td></tr><tr class=B2><td class=bd05rb valign=top><div class=m5>Features</div></td><td class=bd05rb valign=top><div class=m5>Type</div></td><td class=bd05rb valign=top><div class=m5>Cable cabtite </div></td></tr><tr class=B14><td class=bd05rb valign=top><img src='/p.gif' alt='' width=1 height=1 class=bpxl></td><td class=bd05rb valign=top><div class=m5>Product colour</div></td><td class=bd05rb valign=top><div class=m5>Black </div></td></tr><tr class=B2><td class=bd05rb valign=top><img src='/p.gif' alt='' width=1 height=1 class=bpxl></td><td class=bd05rb valign=top><div class=m5>Material</div></td><td class=bd05rb valign=top><div class=m5>Plastic </div></td></tr><tr class=B14><td class=bd05rb valign=top><img src='/p.gif' alt='' width=1 height=1 class=bpxl></td><td class=bd05rb valign=top><div class=m5>Certification</div></td><td class=bd05rb valign=top><div class=m5>RoHS </div></td></tr></table></td> | 7.205 | Weidmuller | Label material | 27095727_1385755429.jpg | CIEN4-27095727.pdf
15 | 8690960000 - RIM 2 24/60VDC | 8690960000 | <td valign=top class=BD02 style="border-width: 4px 5px;"><div >RIM 2 24/60VDC, RIDERSERIES RCL, LED module with freewheel diode, Rated control voltage: 24...60 V DC, Plug-in connection, Manufacturernumber: 8690960000</div></td> | 44.93 | Weidmuller | Installation relays | wed8690960000.jpg
16 | WeidmГјller 1561640000 terminal block Blue,White | 1561640000 | <td valign=top class=BD02 style="border-width: 4px 5px;"><div >You safely and efficiently distribute electricity to the power consumers with our W-Series feed-through terminal blocks and our optimised WPD phase distribution blocks.</div><div class="fs_2 fw_b" style="margin: 8px 0px;">More information:</div><table border=0 cellspacing=0 cellpadding=0 class="fs_2 BD05 bw_1001" width="100%" style="margin: 4px 0px;"><tr class=B2><td class=bd05rb valign=top><div class=m5>Technical details</div></td><td class=bd05rb valign=top><div class=m5>Product colour</div></td><td class=bd05rb valign=top><div class=m5>Blue,White </div></td></tr><tr class=B14><td class=bd05rb valign=top><img src='/p.gif' alt='' width=1 height=1 class=bpxl></td><td class=bd05rb valign=top><div class=m5>Assembly side</div></td><td class=bd05rb valign=top><div class=m5>Top </div></td></tr><tr class=B2><td class=bd05rb valign=top><img src='/p.gif' alt='' width=1 height=1 class=bpxl></td><td class=bd05rb valign=top><div class=m5>Certification</div></td><td class=bd05rb valign=top><div class=m5>IEC 60947-7-1, IEC 61238-1, VDE 0603-2 </div></td></tr><tr class=B14><td class=bd05rb valign=top><img src='/p.gif' alt='' width=1 height=1 class=bpxl></td><td class=bd05rb valign=top><div class=m5>Current</div></td><td class=bd05rb valign=top><div class=m5>202 A</div></td></tr><tr class=B2><td class=bd05rb valign=top><img src='/p.gif' alt='' width=1 height=1 class=bpxl></td><td class=bd05rb valign=top><div class=m5>Screw type</div></td><td class=bd05rb valign=top><div class=m5>Slotted </div></td></tr><tr class=B14><td class=bd05rb valign=top><img src='/p.gif' alt='' width=1 height=1 class=bpxl></td><td class=bd05rb valign=top><div class=m5>Cable section</div></td><td class=bd05rb valign=top><div class=m5>35 mmВІ</div></td></tr><tr class=B2><td class=bd05rb valign=top><img src='/p.gif' alt='' width=1 height=1 class=bpxl></td><td class=bd05rb valign=top><div class=m5>Operating temperature (T-T)</div></td><td class=bd05rb valign=top><div class=m5>-50 - 130 В°C</div></td></tr><tr class=B14><td class=bd05rb valign=top><div class=m5>Weight & dimensions</div></td><td class=bd05rb valign=top><div class=m5>Width</div></td><td class=bd05rb valign=top><div class=m5>22.2 mm</div></td></tr><tr class=B2><td class=bd05rb valign=top><img src='/p.gif' alt='' width=1 height=1 class=bpxl></td><td class=bd05rb valign=top><div class=m5>Depth</div></td><td class=bd05rb valign=top><div class=m5>55.4 mm</div></td></tr><tr class=B14><td class=bd05rb valign=top><img src='/p.gif' alt='' width=1 height=1 class=bpxl></td><td class=bd05rb valign=top><div class=m5>Height</div></td><td class=bd05rb valign=top><div class=m5>49.3 mm</div></td></tr><tr class=B2><td class=bd05rb valign=top><div class=m5>Power</div></td><td class=bd05rb valign=top><div class=m5>Rated voltage</div></td><td class=bd05rb valign=top><div class=m5>1000 V</div></td></tr></table></td> | 10.004 | Weidmuller | Double deck terminal block | 32927782_7727534856.jpg | CIEN6-32927782.pdf
17 | WeidmГјller CC 30/60 K MC NE SI Cable markers Silver 30 pc(s) | 1934330000 | <td valign=top class=BD02 style="border-width: 4px 5px;"><div >ClipCard device markers in MultiCard format are used for labelling electrical installations and switchgear systems, and offer an interesting alternative to engraving. Thanks to the proven MultiCard format, labelling is possible with PrintJet PRO, the MCP Plus plotter, MCP Basis and MC-Mobilo.<br /><br />- Highly resistant printing quality when using the PrintJet as a substitute for engraving<br />- Universal fixing<br />- Carrier (screwable or with cable ties)<br />- Tag rail (self-adhesive or screw fixing)<br />- Or self-adhesive tags</div><div class="fs_2 fw_b" style="margin: 8px 0px;">More information:</div><table border=0 cellspacing=0 cellpadding=0 class="fs_2 BD05 bw_1001" width="100%" style="margin: 4px 0px;"><tr class=B2><td class=bd05rb valign=top><div class=m5>Packaging content</div></td><td class=bd05rb valign=top><div class=m5>Quantity per pack</div></td><td class=bd05rb valign=top><div class=m5>30 pc(s)</div></td></tr><tr class=B14><td class=bd05rb valign=top><div class=m5>Weight & dimensions</div></td><td class=bd05rb valign=top><div class=m5>Length</div></td><td class=bd05rb valign=top><div class=m5>30 mm</div></td></tr><tr class=B2><td class=bd05rb valign=top><img src='/p.gif' alt='' width=1 height=1 class=bpxl></td><td class=bd05rb valign=top><div class=m5>Width</div></td><td class=bd05rb valign=top><div class=m5>60 mm</div></td></tr><tr class=B14><td class=bd05rb valign=top><img src='/p.gif' alt='' width=1 height=1 class=bpxl></td><td class=bd05rb valign=top><div class=m5>Height</div></td><td class=bd05rb valign=top><div class=m5>1.2 mm</div></td></tr><tr class=B2><td class=bd05rb valign=top><img src='/p.gif' alt='' width=1 height=1 class=bpxl></td><td class=bd05rb valign=top><div class=m5>Weight</div></td><td class=bd05rb valign=top><div class=m5>4.08 g</div></td></tr><tr class=B14><td class=bd05rb valign=top><div class=m5>Features</div></td><td class=bd05rb valign=top><div class=m5>Type</div></td><td class=bd05rb valign=top><div class=m5>Cable markers </div></td></tr><tr class=B2><td class=bd05rb valign=top><img src='/p.gif' alt='' width=1 height=1 class=bpxl></td><td class=bd05rb valign=top><div class=m5>Product colour</div></td><td class=bd05rb valign=top><div class=m5>Silver </div></td></tr><tr class=B14><td class=bd05rb valign=top><img src='/p.gif' alt='' width=1 height=1 class=bpxl></td><td class=bd05rb valign=top><div class=m5>Material</div></td><td class=bd05rb valign=top><div class=m5>Polyamide (PA) </div></td></tr><tr class=B2><td class=bd05rb valign=top><img src='/p.gif' alt='' width=1 height=1 class=bpxl></td><td class=bd05rb valign=top><div class=m5>RoHS compliance</div></td><td class=bd05rb valign=top><div class=m5>Yes </div></td></tr></table></td> | 0.51234 | Weidmuller | Cable labeling | 28586200_5667016633.jpg | CIEN7-28586200.pdf
18 | WeidmГјller 1240460000 wire connector PCB Orange | 1240460000 | <td valign=top class=BD02 style="border-width: 4px 5px;"><div >Dimensionally stable, straight, codable male connector from the Unimate range of plugs with integral aid to<br />prevent wrong connections. Available with open or closed sides. Fixing blocks can be attached to the closed<br />version. The solder pin length of 3.2 mm has been optimised for wave soldering. Supplied in cardboard box.</div><div class="fs_2 fw_b" style="margin: 8px 0px;">More information:</div><table border=0 cellspacing=0 cellpadding=0 class="fs_2 BD05 bw_1001" width="100%" style="margin: 4px 0px;"><tr class=B2><td class=bd05rb valign=top><div class=m5>Operational conditions</div></td><td class=bd05rb valign=top><div class=m5>Operating temperature (T-T)</div></td><td class=bd05rb valign=top><div class=m5>-50 - 100 В°C</div></td></tr><tr class=B14><td class=bd05rb valign=top><img src='/p.gif' alt='' width=1 height=1 class=bpxl></td><td class=bd05rb valign=top><div class=m5>Storage temperature (T-T)</div></td><td class=bd05rb valign=top><div class=m5>-25 - 55 В°C</div></td></tr><tr class=B2><td class=bd05rb valign=top><div class=m5>Weight & dimensions</div></td><td class=bd05rb valign=top><div class=m5>Weight</div></td><td class=bd05rb valign=top><div class=m5>4.73 g</div></td></tr><tr class=B14><td class=bd05rb valign=top><div class=m5>Features</div></td><td class=bd05rb valign=top><div class=m5>Connector(s)</div></td><td class=bd05rb valign=top><div class=m5>PCB </div></td></tr><tr class=B2><td class=bd05rb valign=top><img src='/p.gif' alt='' width=1 height=1 class=bpxl></td><td class=bd05rb valign=top><div class=m5>Product colour</div></td><td class=bd05rb valign=top><div class=m5>Orange </div></td></tr><tr class=B14><td class=bd05rb valign=top><img src='/p.gif' alt='' width=1 height=1 class=bpxl></td><td class=bd05rb valign=top><div class=m5>Halogen-free</div></td><td class=bd05rb valign=top><div class=m5>Yes </div></td></tr><tr class=B2><td class=bd05rb valign=top><img src='/p.gif' alt='' width=1 height=1 class=bpxl></td><td class=bd05rb valign=top><div class=m5>RoHS compliance</div></td><td class=bd05rb valign=top><div class=m5>Yes </div></td></tr><tr class=B14><td class=bd05rb valign=top><img src='/p.gif' alt='' width=1 height=1 class=bpxl></td><td class=bd05rb valign=top><div class=m5>Voltage</div></td><td class=bd05rb valign=top><div class=m5>400 V</div></td></tr><tr class=B2><td class=bd05rb valign=top><img src='/p.gif' alt='' width=1 height=1 class=bpxl></td><td class=bd05rb valign=top><div class=m5>Current</div></td><td class=bd05rb valign=top><div class=m5>17.5 A</div></td></tr><tr class=B14><td class=bd05rb valign=top><div class=m5>Packaging data</div></td><td class=bd05rb valign=top><div class=m5>Package type</div></td><td class=bd05rb valign=top><div class=m5>Box </div></td></tr><tr class=B2><td class=bd05rb valign=top><div class=m5>Packaging content</div></td><td class=bd05rb valign=top><div class=m5>Bags per pack</div></td><td class=bd05rb valign=top><div class=m5>50 </div></td></tr></table></td> | 151.68 | Weidmuller | PCB Term block plug | 29922972_4834.jpg | CIEN9-29922972.pdf
19 | 1778170000 - THM MT30x 101/150 SI/G | 1778170000 | <td valign=top class=BD02 style="border-width: 4px 5px;"><div >THM MT30x 101/150 SI/G, THM, Device markers, 101 x 150 mm, Silver, Manufacturernumber: 1778170000</div></td> | 305.55 | Weidmuller | Terminal block marking | wed1778170000.jpg
20 | WeidmГјller STRIPAX ULTIMATE cable stripper Black,Orange | 1468880000 | <td valign=top class=BD02 style="border-width: 4px 5px;"><div ><ul><li>Stripping tools with automatic self-adjustment</li><li>For flexible and solid conductors</li><li>Ideally suitable for mechanical and plant engineering, railway and rail traffic, wind energy, robot technology, explosion protection as well as marine, offshore and ship building sectors</li><li>Stripping length adjustable via end stop</li><li>Automatic opening of clamping jaws after stripping</li><li>No fanning-out of individual conductors</li><li>Adjustable to diverse insulation thicknesses</li><li>Double-insulated cables in two process steps without special adjustment</li><li>No play in self-adjusting cutting unit</li><li>Long service life</li><li>Optimised ergonomic design</li></ul></div><div class="fs_2 fw_b" style="margin: 8px 0px;">More information:</div><table border=0 cellspacing=0 cellpadding=0 class="fs_2 BD05 bw_1001" width="100%" style="margin: 4px 0px;"><tr class=B2><td class=bd05rb valign=top><div class=m5>Features</div></td><td class=bd05rb valign=top><div class=m5>Stripping capacity (max)</div></td><td class=bd05rb valign=top><div class=m5>25 mm</div></td></tr><tr class=B14><td class=bd05rb valign=top><img src='/p.gif' alt='' width=1 height=1 class=bpxl></td><td class=bd05rb valign=top><div class=m5>Protective insulation</div></td><td class=bd05rb valign=top><div class=m5>Yes </div></td></tr><tr class=B2><td class=bd05rb valign=top><img src='/p.gif' alt='' width=1 height=1 class=bpxl></td><td class=bd05rb valign=top><div class=m5>AWG wire size (min)</div></td><td class=bd05rb valign=top><div class=m5>24 </div></td></tr><tr class=B14><td class=bd05rb valign=top><div class=m5>Weight & dimensions</div></td><td class=bd05rb valign=top><div class=m5>Length</div></td><td class=bd05rb valign=top><div class=m5>190 mm</div></td></tr><tr class=B2><td class=bd05rb valign=top><img src='/p.gif' alt='' width=1 height=1 class=bpxl></td><td class=bd05rb valign=top><div class=m5>Weight</div></td><td class=bd05rb valign=top><div class=m5>221.4 g</div></td></tr><tr class=B14><td class=bd05rb valign=top><div class=m5>Colour</div></td><td class=bd05rb valign=top><div class=m5>Product colour</div></td><td class=bd05rb valign=top><div class=m5>Black,Orange </div></td></tr></table></td> | 66.41 | Weidmuller | Stripping pliers | 27035885_0369757714.jpg | CIEN4-27035885.pdf
21 | KLBUE, Clamping Yoke for use with for use with Terminal Blocks | KLBUE4-13.5-1592810000 | <td valign=top class=BD02 style="border-width: 4px 5px;"><div >Accessory Type = Clamping Yoke<br>For Use With = Terminal Block<br>Series = KLBUE<br><br>10 x 3mm busbar is not included. Shielded Terminal Cable. Terminal cable clamps enabling easy termination and connection of cable shielding to terminal blocks. The cable clamps accept shielded cable diameters between 3 and 13.5mm and are manually mounted on a 10 x 3mm busbar attached to a busbar support (not currently supplied by RS) which is mounted on the DIN rail.</div></td> |  | Weidmuller | Transverse connectors | f2682109-01.jpg
22 | WeidmГјller PZ 6/5 Crimping tool Black,Orange | 9011460000 | <td valign=top class=BD02 style="border-width: 4px 5px;"><div ><b>Crimping tools for wire end ferrules, with and without plastic collars</b><br />- Ratchet guarantees precise crimping<br />- Release option in the event of incorrect operation</div><div class="fs_2 fw_b" style="margin: 8px 0px;">More information:</div><table border=0 cellspacing=0 cellpadding=0 class="fs_2 BD05 bw_1001" width="100%" style="margin: 4px 0px;"><tr class=B2><td class=bd05rb valign=top><div class=m5>Technical details</div></td><td class=bd05rb valign=top><div class=m5>Type</div></td><td class=bd05rb valign=top><div class=m5>Crimping tool </div></td></tr><tr class=B14><td class=bd05rb valign=top><img src='/p.gif' alt='' width=1 height=1 class=bpxl></td><td class=bd05rb valign=top><div class=m5>Product colour</div></td><td class=bd05rb valign=top><div class=m5>Black,Orange </div></td></tr><tr class=B2><td class=bd05rb valign=top><img src='/p.gif' alt='' width=1 height=1 class=bpxl></td><td class=bd05rb valign=top><div class=m5>Quantity</div></td><td class=bd05rb valign=top><div class=m5>1 </div></td></tr><tr class=B14><td class=bd05rb valign=top><img src='/p.gif' alt='' width=1 height=1 class=bpxl></td><td class=bd05rb valign=top><div class=m5>RoHS compliance</div></td><td class=bd05rb valign=top><div class=m5>Yes </div></td></tr><tr class=B2><td class=bd05rb valign=top><img src='/p.gif' alt='' width=1 height=1 class=bpxl></td><td class=bd05rb valign=top><div class=m5>Certification</div></td><td class=bd05rb valign=top><div class=m5>EAC </div></td></tr><tr class=B14><td class=bd05rb valign=top><div class=m5>Packaging data</div></td><td class=bd05rb valign=top><div class=m5>Package weight</div></td><td class=bd05rb valign=top><div class=m5>459 g</div></td></tr><tr class=B2><td class=bd05rb valign=top><div class=m5>Weight & dimensions</div></td><td class=bd05rb valign=top><div class=m5>Weight</div></td><td class=bd05rb valign=top><div class=m5>423 g</div></td></tr></table></td> | 124.29 | Weidmuller | Crimping pliers for end sleeves | 27211977_6949412358.jpg | CIEN1-27211977.pdf
23 | Bridge, 10-pole | WQV6-10 | <td valign=top class=BD02 style="border-width: 4px 5px;"><div >Bridge, 10-pole, Manufacturer Article nВ°: 1052260000</div><div class="fw_b fs_2" style="margin:5px 0px;">More information:</div><table border=0 cellspacing=0 cellpadding=0 class="fs_2 BD05 bw_0001" width="100%"><tr><td width="30%" class=B5><img src='/p.gif' alt='' width=115 height=1 class=bpxl></td><td width="70%" class=B5><img src='/p.gif' alt='' width=1 height=1 class=bpxl></td></tr><tr class=B2><td class=bd05rb valign=top><div class="m5 fw_b">Bruttogewicht:</div></td><td class=bd05rb valign=top><div class=m5>0.017 kg</div></td></tr><tr class=B14><td class=bd05rb valign=top><div class="m5 fw_b">Nettogewicht:</div></td><td class=bd05rb valign=top><div class=m5>0.017 kg</div></td></tr><tr class=B2><td class=bd05rb valign=top><div class="m5 fw_b">HГ¶he:</div></td><td class=bd05rb valign=top><div class=m5>20 mm</div></td></tr><tr class=B14><td class=bd05rb valign=top><div class="m5 fw_b">Breite:</div></td><td class=bd05rb valign=top><div class=m5>10 mm</div></td></tr><tr class=B2><td class=bd05rb valign=top><div class="m5 fw_b">Tiefe:</div></td><td class=bd05rb valign=top><div class=m5>75 mm</div></td></tr><tr class=B14><td class=bd05rb valign=top><div class="m5 fw_b">Ursprungsland:</div></td><td class=bd05rb valign=top><div class=m5>DE</div></td></tr></table></td> |  | Weidmuller | Transverse connectors | weidmueller-wqv6-10.jpg | 04828406.pdf
24 | 1826480000 - CABTITE KT 5 | 1826480000 | <td valign=top class=BD02 style="border-width: 4px 5px;"><div >CABTITE KT 5, Cable grommet, Plastic, Light Grey, 5.00 - 6.00 mm, -20 В°C - 80 В°C, Manufacturernumber: 1826480000</div></td> | 50.68 | Weidmuller | Label material | wed1826480000.jpg
25 | WeidmГјller RIM 2 6/24VDC electrical relay Black | 8690950000 | <td valign=top class=BD02 style="border-width: 4px 5px;"><div >RIDERSERIES RCL, LED module with freewheel diode, Rated control voltage: 6вЂ¦24 V DC, Plug-in connection</div><div class="fs_2 fw_b" style="margin: 8px 0px;">More information:</div><table border=0 cellspacing=0 cellpadding=0 class="fs_2 BD05 bw_1001" width="100%" style="margin: 4px 0px;"><tr class=B2><td class=bd05rb valign=top><div class=m5>Features</div></td><td class=bd05rb valign=top><div class=m5>Product colour</div></td><td class=bd05rb valign=top><div class=m5>Black </div></td></tr><tr class=B14><td class=bd05rb valign=top><img src='/p.gif' alt='' width=1 height=1 class=bpxl></td><td class=bd05rb valign=top><div class=m5>Operating temperature (T-T)</div></td><td class=bd05rb valign=top><div class=m5>-40 - 70 В°C</div></td></tr><tr class=B2><td class=bd05rb valign=top><img src='/p.gif' alt='' width=1 height=1 class=bpxl></td><td class=bd05rb valign=top><div class=m5>LED indicators</div></td><td class=bd05rb valign=top><div class=m5>Yes </div></td></tr><tr class=B14><td class=bd05rb valign=top><img src='/p.gif' alt='' width=1 height=1 class=bpxl></td><td class=bd05rb valign=top><div class=m5>RoHS compliance</div></td><td class=bd05rb valign=top><div class=m5>Yes </div></td></tr><tr class=B2><td class=bd05rb valign=top><div class=m5>Weight & dimensions</div></td><td class=bd05rb valign=top><div class=m5>Dimensions (WxDxH)</div></td><td class=bd05rb valign=top><div class=m5>12.5 x 34.5 x 9 mm</div></td></tr><tr class=B14><td class=bd05rb valign=top><img src='/p.gif' alt='' width=1 height=1 class=bpxl></td><td class=bd05rb valign=top><div class=m5>Weight</div></td><td class=bd05rb valign=top><div class=m5>2.9 g</div></td></tr></table></td> | 43.94 | Weidmuller | Free-wheeling diode | 28531024_6287.jpg | CIEN3-28531024.pdf
26 | WeidmГјller 1633200000 electrical terminals | 1633200000 | <td valign=top class=BD02 style="border-width: 4px 5px;"><div >WeidmГјller offers users of modular terminals of the ZSeries a comprehensive range of accessories that render possible appropriate solutions for all - even non-standard - tasks.<br />The accessories must comply with the same quality standards as the modular terminals themselves.</div><div class="fs_2 fw_b" style="margin: 8px 0px;">More information:</div><table border=0 cellspacing=0 cellpadding=0 class="fs_2 BD05 bw_1001" width="100%" style="margin: 4px 0px;"><tr class=B2><td class=bd05rb valign=top><div class=m5>Packaging data</div></td><td class=bd05rb valign=top><div class=m5>Quantity per pack</div></td><td class=bd05rb valign=top><div class=m5>20 pc(s)</div></td></tr><tr class=B14><td class=bd05rb valign=top><div class=m5>Features</div></td><td class=bd05rb valign=top><div class=m5>Product colour</div></td><td class=bd05rb valign=top><div class=m5>Yellow </div></td></tr><tr class=B2><td class=bd05rb valign=top><img src='/p.gif' alt='' width=1 height=1 class=bpxl></td><td class=bd05rb valign=top><div class=m5>RoHS compliance</div></td><td class=bd05rb valign=top><div class=m5>Yes </div></td></tr><tr class=B14><td class=bd05rb valign=top><div class=m5>Weight & dimensions</div></td><td class=bd05rb valign=top><div class=m5>Height</div></td><td class=bd05rb valign=top><div class=m5>16.6 mm</div></td></tr><tr class=B2><td class=bd05rb valign=top><img src='/p.gif' alt='' width=1 height=1 class=bpxl></td><td class=bd05rb valign=top><div class=m5>Weight</div></td><td class=bd05rb valign=top><div class=m5>2.85 g</div></td></tr></table></td> | 15.90 | Weidmuller | Transverse connectors | 27057309_7807.jpg | CIEN6-27057309.pdf
27 | WeidmГјller CC 85/54 O4MM MC NE GR Cable markers Grey 10 pc(s) | 1248510000 | <td valign=top class=BD02 style="border-width: 4px 5px;"><div >ClipCard O4mm MC are device markers in MultiCard format. These special versions can be easily fixed using screws or rivets through the 4.2 mm holes drilled on both sides.</div><div class="fs_2 fw_b" style="margin: 8px 0px;">More information:</div><table border=0 cellspacing=0 cellpadding=0 class="fs_2 BD05 bw_1001" width="100%" style="margin: 4px 0px;"><tr class=B2><td class=bd05rb valign=top><div class=m5>Packaging content</div></td><td class=bd05rb valign=top><div class=m5>Quantity per pack</div></td><td class=bd05rb valign=top><div class=m5>10 pc(s)</div></td></tr><tr class=B14><td class=bd05rb valign=top><div class=m5>Weight & dimensions</div></td><td class=bd05rb valign=top><div class=m5>Length</div></td><td class=bd05rb valign=top><div class=m5>85 mm</div></td></tr><tr class=B2><td class=bd05rb valign=top><img src='/p.gif' alt='' width=1 height=1 class=bpxl></td><td class=bd05rb valign=top><div class=m5>Width</div></td><td class=bd05rb valign=top><div class=m5>54 mm</div></td></tr><tr class=B14><td class=bd05rb valign=top><img src='/p.gif' alt='' width=1 height=1 class=bpxl></td><td class=bd05rb valign=top><div class=m5>Weight</div></td><td class=bd05rb valign=top><div class=m5>12 g</div></td></tr><tr class=B2><td class=bd05rb valign=top><div class=m5>Features</div></td><td class=bd05rb valign=top><div class=m5>Type</div></td><td class=bd05rb valign=top><div class=m5>Cable markers </div></td></tr><tr class=B14><td class=bd05rb valign=top><img src='/p.gif' alt='' width=1 height=1 class=bpxl></td><td class=bd05rb valign=top><div class=m5>Product colour</div></td><td class=bd05rb valign=top><div class=m5>Grey </div></td></tr><tr class=B2><td class=bd05rb valign=top><img src='/p.gif' alt='' width=1 height=1 class=bpxl></td><td class=bd05rb valign=top><div class=m5>Material</div></td><td class=bd05rb valign=top><div class=m5>Polyamide (PA) </div></td></tr><tr class=B14><td class=bd05rb valign=top><img src='/p.gif' alt='' width=1 height=1 class=bpxl></td><td class=bd05rb valign=top><div class=m5>RoHS compliance</div></td><td class=bd05rb valign=top><div class=m5>Yes </div></td></tr></table></td> | 2.509 | Weidmuller | Cable labeling | 27055007_1121209023.jpg | CIEN7-27055007.pdf
28 | WeidmГјller 1241560000 wire connector PCB Orange | 1241560000 | <td valign=top class=BD02 style="border-width: 4px 5px;"><div >Dimensionally stable, angled, codable male connector from the Unimate range of plugs with integral aid to<br />prevent wrong connections. Available with open or closed sides. Fixing blocks can be attached to the closed<br />version. The solder pin length of 3.2 mm has been optimised for wave soldering. Supplied in cardboard box</div><div class="fs_2 fw_b" style="margin: 8px 0px;">More information:</div><table border=0 cellspacing=0 cellpadding=0 class="fs_2 BD05 bw_1001" width="100%" style="margin: 4px 0px;"><tr class=B2><td class=bd05rb valign=top><div class=m5>Operational conditions</div></td><td class=bd05rb valign=top><div class=m5>Operating temperature (T-T)</div></td><td class=bd05rb valign=top><div class=m5>-50 - 100 В°C</div></td></tr><tr class=B14><td class=bd05rb valign=top><img src='/p.gif' alt='' width=1 height=1 class=bpxl></td><td class=bd05rb valign=top><div class=m5>Storage temperature (T-T)</div></td><td class=bd05rb valign=top><div class=m5>-25 - 55 В°C</div></td></tr><tr class=B2><td class=bd05rb valign=top><div class=m5>Weight & dimensions</div></td><td class=bd05rb valign=top><div class=m5>Weight</div></td><td class=bd05rb valign=top><div class=m5>3.58 g</div></td></tr><tr class=B14><td class=bd05rb valign=top><div class=m5>Features</div></td><td class=bd05rb valign=top><div class=m5>Connector(s)</div></td><td class=bd05rb valign=top><div class=m5>PCB </div></td></tr><tr class=B2><td class=bd05rb valign=top><img src='/p.gif' alt='' width=1 height=1 class=bpxl></td><td class=bd05rb valign=top><div class=m5>Product colour</div></td><td class=bd05rb valign=top><div class=m5>Orange </div></td></tr><tr class=B14><td class=bd05rb valign=top><img src='/p.gif' alt='' width=1 height=1 class=bpxl></td><td class=bd05rb valign=top><div class=m5>Halogen-free</div></td><td class=bd05rb valign=top><div class=m5>Yes </div></td></tr><tr class=B2><td class=bd05rb valign=top><img src='/p.gif' alt='' width=1 height=1 class=bpxl></td><td class=bd05rb valign=top><div class=m5>RoHS compliance</div></td><td class=bd05rb valign=top><div class=m5>Yes </div></td></tr><tr class=B14><td class=bd05rb valign=top><img src='/p.gif' alt='' width=1 height=1 class=bpxl></td><td class=bd05rb valign=top><div class=m5>Voltage</div></td><td class=bd05rb valign=top><div class=m5>400 V</div></td></tr><tr class=B2><td class=bd05rb valign=top><img src='/p.gif' alt='' width=1 height=1 class=bpxl></td><td class=bd05rb valign=top><div class=m5>Current</div></td><td class=bd05rb valign=top><div class=m5>17.5 A</div></td></tr><tr class=B14><td class=bd05rb valign=top><div class=m5>Packaging data</div></td><td class=bd05rb valign=top><div class=m5>Package type</div></td><td class=bd05rb valign=top><div class=m5>Box </div></td></tr></table></td> | 97.78 | Weidmuller | PCB Term block plug | 28546056_0876.jpg | CIEN9-28546056.pdf
29 | 1751830001 - THM MT30X 65/35 SI | 1751830001 | <td valign=top class=BD02 style="border-width: 4px 5px;"><div >THM MT30X 65/35 SI, THM, Device markers, 65 x 35 mm, Silver, Manufacturernumber: 1751830001</div></td> | 308.27 | Weidmuller | Terminal block marking | wed1751830001.jpg
30 | WeidmГјller STRIPAX 16 cable stripper Black,Orange | 9005610000 | <td valign=top class=BD02 style="border-width: 4px 5px;"><div ><ul><li>Stripping tools with automatic self-adjustment</li><li>For flexible and solid conductors</li><li>Ideally suitable for mechanical and plant engineering, railway and rail traffic, wind energy, robot technology, explosion protection as well as marine, offshore and ship building sectors</li><li>Stripping length adjustable via end stop</li><li>Automatic opening of clamping jaws after stripping</li><li>No fanning-out of individual conductors</li><li>Adjustable to diverse insulation thicknesses</li><li>Double-insulated cables in two process steps without special adjustment</li><li>No play in self-adjusting cutting unit</li><li>Long service life</li><li>Optimised ergonomic design</li></ul></div><div class="fs_2 fw_b" style="margin: 8px 0px;">More information:</div><table border=0 cellspacing=0 cellpadding=0 class="fs_2 BD05 bw_1001" width="100%" style="margin: 4px 0px;"><tr class=B2><td class=bd05rb valign=top><div class=m5>Features</div></td><td class=bd05rb valign=top><div class=m5>Protective insulation</div></td><td class=bd05rb valign=top><div class=m5>Yes </div></td></tr><tr class=B14><td class=bd05rb valign=top><div class=m5>Weight & dimensions</div></td><td class=bd05rb valign=top><div class=m5>Length</div></td><td class=bd05rb valign=top><div class=m5>190 mm</div></td></tr><tr class=B2><td class=bd05rb valign=top><img src='/p.gif' alt='' width=1 height=1 class=bpxl></td><td class=bd05rb valign=top><div class=m5>Weight</div></td><td class=bd05rb valign=top><div class=m5>170.1 g</div></td></tr><tr class=B14><td class=bd05rb valign=top><div class=m5>Colour</div></td><td class=bd05rb valign=top><div class=m5>Product colour</div></td><td class=bd05rb valign=top><div class=m5>Black,Orange </div></td></tr></table></td> | 89.01 | Weidmuller | Stripping pliers | 27047085_4844984430.jpg | CIEN4-27047085.pdf
31 | Clamping yoke for shield terminal Гё 3...8 mm, 1600480000 | KLBUE3-8 | <td valign=top class=BD02 style="border-width: 4px 5px;"><div >Clamping yoke for shield terminal, Manufacturer Article nВ°: 1600480000, For cable Гё: 3...8 mm</div><div class="fw_b fs_2" style="margin:5px 0px;">More information:</div><table border=0 cellspacing=0 cellpadding=0 class="fs_2 BD05 bw_0001" width="100%"><tr><td width="30%" class=B5><img src='/p.gif' alt='' width=115 height=1 class=bpxl></td><td width="70%" class=B5><img src='/p.gif' alt='' width=1 height=1 class=bpxl></td></tr><tr class=B2><td class=bd05rb valign=top><div class="m5 fw_b">Bruttogewicht:</div></td><td class=bd05rb valign=top><div class=m5>0.010 kg</div></td></tr><tr class=B14><td class=bd05rb valign=top><div class="m5 fw_b">Nettogewicht:</div></td><td class=bd05rb valign=top><div class=m5>0.010 kg</div></td></tr><tr class=B2><td class=bd05rb valign=top><div class="m5 fw_b">HГ¶he:</div></td><td class=bd05rb valign=top><div class=m5>15 mm</div></td></tr><tr class=B14><td class=bd05rb valign=top><div class="m5 fw_b">Breite:</div></td><td class=bd05rb valign=top><div class=m5>20 mm</div></td></tr><tr class=B2><td class=bd05rb valign=top><div class="m5 fw_b">Tiefe:</div></td><td class=bd05rb valign=top><div class=m5>23 mm</div></td></tr><tr class=B14><td class=bd05rb valign=top><div class="m5 fw_b">Ursprungsland:</div></td><td class=bd05rb valign=top><div class=m5>DE</div></td></tr></table></td> |  | Weidmuller | Transverse connectors | brucken-zu-klemmen-phoenix-contact-typ-clipline-2.jpg | KLBUE-3-8_eng_tds.pdf
32 | WeidmГјller SAIL-M8GM8G-3-10UGE signal cable 10 m Black,Yellow | 1104471000 | <td valign=top class=BD02 style="border-width: 4px 5px;"><div >Sensor/actuator line, Connecting line, M8 / M8, Number of poles : 3, 10 m, pin, straight - socket, straight, shielded: No, LED: No, Sheath material: PUR, Halogen: No</div><div class="fs_2 fw_b" style="margin: 8px 0px;">More information:</div><table border=0 cellspacing=0 cellpadding=0 class="fs_2 BD05 bw_1001" width="100%" style="margin: 4px 0px;"><tr class=B2><td class=bd05rb valign=top><div class=m5>Features</div></td><td class=bd05rb valign=top><div class=m5>Cable length</div></td><td class=bd05rb valign=top><div class=m5>10 m</div></td></tr><tr class=B14><td class=bd05rb valign=top><img src='/p.gif' alt='' width=1 height=1 class=bpxl></td><td class=bd05rb valign=top><div class=m5>Connector(s)</div></td><td class=bd05rb valign=top><div class=m5>M8 / M8 </div></td></tr><tr class=B2><td class=bd05rb valign=top><img src='/p.gif' alt='' width=1 height=1 class=bpxl></td><td class=bd05rb valign=top><div class=m5>Connector gender</div></td><td class=bd05rb valign=top><div class=m5>Male/Female </div></td></tr><tr class=B14><td class=bd05rb valign=top><img src='/p.gif' alt='' width=1 height=1 class=bpxl></td><td class=bd05rb valign=top><div class=m5>Connector contacts plating</div></td><td class=bd05rb valign=top><div class=m5>Gold </div></td></tr><tr class=B2><td class=bd05rb valign=top><img src='/p.gif' alt='' width=1 height=1 class=bpxl></td><td class=bd05rb valign=top><div class=m5>Product colour</div></td><td class=bd05rb valign=top><div class=m5>Black,Yellow </div></td></tr><tr class=B14><td class=bd05rb valign=top><img src='/p.gif' alt='' width=1 height=1 class=bpxl></td><td class=bd05rb valign=top><div class=m5>RoHS compliance</div></td><td class=bd05rb valign=top><div class=m5>Yes </div></td></tr><tr class=B2><td class=bd05rb valign=top><div class=m5>Packaging data</div></td><td class=bd05rb valign=top><div class=m5>Weight</div></td><td class=bd05rb valign=top><div class=m5>246 g</div></td></tr><tr class=B14><td class=bd05rb valign=top><img src='/p.gif' alt='' width=1 height=1 class=bpxl></td><td class=bd05rb valign=top><div class=m5>Number of products included</div></td><td class=bd05rb valign=top><div class=m5>1 pc(s)</div></td></tr><tr class=B2><td class=bd05rb valign=top><img src='/p.gif' alt='' width=1 height=1 class=bpxl></td><td class=bd05rb valign=top><div class=m5>Quantity per pack</div></td><td class=bd05rb valign=top><div class=m5>1 pc(s)</div></td></tr><tr class=B14><td class=bd05rb valign=top><div class=m5>Operational conditions</div></td><td class=bd05rb valign=top><div class=m5>Operating temperature (T-T)</div></td><td class=bd05rb valign=top><div class=m5>-40 - 80 В°C</div></td></tr></table></td> | 2026-02-28 | Weidmuller | Sensor connector | 29919915_6366854098.jpg | CIEN1-29919915.pdf
33 | WeidmГјller 1053660000 electrical box accessory Jumper bar | 1053660000 | <td valign=top class=BD02 style="border-width: 4px 5px;"><div ></div><div class="fs_2 fw_b" style="margin: 8px 0px;">More information:</div><table border=0 cellspacing=0 cellpadding=0 class="fs_2 BD05 bw_1001" width="100%" style="margin: 4px 0px;"><tr class=B2><td class=bd05rb valign=top><div class=m5>Weight & dimensions</div></td><td class=bd05rb valign=top><div class=m5>Width</div></td><td class=bd05rb valign=top><div class=m5>7 mm</div></td></tr><tr class=B14><td class=bd05rb valign=top><img src='/p.gif' alt='' width=1 height=1 class=bpxl></td><td class=bd05rb valign=top><div class=m5>Height</div></td><td class=bd05rb valign=top><div class=m5>9.1 mm</div></td></tr><tr class=B2><td class=bd05rb valign=top><img src='/p.gif' alt='' width=1 height=1 class=bpxl></td><td class=bd05rb valign=top><div class=m5>Depth</div></td><td class=bd05rb valign=top><div class=m5>18 mm</div></td></tr><tr class=B14><td class=bd05rb valign=top><div class=m5>Technical details</div></td><td class=bd05rb valign=top><div class=m5>Type</div></td><td class=bd05rb valign=top><div class=m5>Jumper bar </div></td></tr><tr class=B2><td class=bd05rb valign=top><img src='/p.gif' alt='' width=1 height=1 class=bpxl></td><td class=bd05rb valign=top><div class=m5>Product colour</div></td><td class=bd05rb valign=top><div class=m5>Yellow </div></td></tr></table></td> | 0.27 | Weidmuller | Transverse connectors | 28529385_6900974859.jpg
34 | 1826520000 - CABTITE KT 9 | 1826520000 | <td valign=top class=BD02 style="border-width: 4px 5px;"><div >CABTITE KT 9, Cable grommet, Plastic, Light Grey, 9.00 - 10.00 mm, -20 В°C - 80 В°C, Manufacturernumber: 1826520000</div></td> | 50.55 | Weidmuller | Label material | wed1826520000.jpg
35 | 8691000000 - RIM 3 110/230VAC | 8691000000 | <td valign=top class=BD02 style="border-width: 4px 5px;"><div >RIM 3 110/230VAC, RIDERSERIES RCL, RC filter, Rated control voltage: 110...230 V AC, Plug-in connection, Manufacturernumber: 8691000000</div></td> | 58.70 | Weidmuller | Installation relays | wed8691000000.jpg
36 | WeidmГјller AKA 2.5 | 300720000 | <td valign=top class=BD02 style="border-width: 4px 5px;"><div >SAK Series, Feed-through terminal, Rated cross-section: 2.5 mmВІ, Solder connection, Feed-through (bushing)</div></td> | 142.08 | Weidmuller | Feed-through terminal blocks | 28528185_0816.jpg | CIEN6-28528185.pdf
37 | WeidmГјller CC DIA 30/4.2 MC NE WS Cable markers White 60 pc(s) | 1248520000 | <td valign=top class=BD02 style="border-width: 4px 5px;"><div >The CC DIA 30 MC is used for labelling hydraulic hoses, lights and indicators. Variants with 4.2 mm holes for M4 screws or cable ties can be used for mounting. The variant with 3.5 mm holes is for 3.2 mm blind rivets. According to DIN V VDE V 0108 Part 100 from 01.2010,<br />safety illumination and connection / branch-off point lights which are part of a safety illumination system must be easily and reliably identifiable and marked in red or green. The distributor, electric circuit and lamp ID numbers must be attached next to the lamps.</div><div class="fs_2 fw_b" style="margin: 8px 0px;">More information:</div><table border=0 cellspacing=0 cellpadding=0 class="fs_2 BD05 bw_1001" width="100%" style="margin: 4px 0px;"><tr class=B2><td class=bd05rb valign=top><div class=m5>Packaging content</div></td><td class=bd05rb valign=top><div class=m5>Quantity per pack</div></td><td class=bd05rb valign=top><div class=m5>60 pc(s)</div></td></tr><tr class=B14><td class=bd05rb valign=top><div class=m5>Weight & dimensions</div></td><td class=bd05rb valign=top><div class=m5>Length</div></td><td class=bd05rb valign=top><div class=m5>30 mm</div></td></tr><tr class=B2><td class=bd05rb valign=top><img src='/p.gif' alt='' width=1 height=1 class=bpxl></td><td class=bd05rb valign=top><div class=m5>Width</div></td><td class=bd05rb valign=top><div class=m5>30 mm</div></td></tr><tr class=B14><td class=bd05rb valign=top><img src='/p.gif' alt='' width=1 height=1 class=bpxl></td><td class=bd05rb valign=top><div class=m5>Height</div></td><td class=bd05rb valign=top><div class=m5>1.2 mm</div></td></tr><tr class=B2><td class=bd05rb valign=top><img src='/p.gif' alt='' width=1 height=1 class=bpxl></td><td class=bd05rb valign=top><div class=m5>Weight</div></td><td class=bd05rb valign=top><div class=m5>2.17 g</div></td></tr><tr class=B14><td class=bd05rb valign=top><div class=m5>Features</div></td><td class=bd05rb valign=top><div class=m5>Type</div></td><td class=bd05rb valign=top><div class=m5>Cable markers </div></td></tr><tr class=B2><td class=bd05rb valign=top><img src='/p.gif' alt='' width=1 height=1 class=bpxl></td><td class=bd05rb valign=top><div class=m5>Product colour</div></td><td class=bd05rb valign=top><div class=m5>White </div></td></tr><tr class=B14><td class=bd05rb valign=top><img src='/p.gif' alt='' width=1 height=1 class=bpxl></td><td class=bd05rb valign=top><div class=m5>Material</div></td><td class=bd05rb valign=top><div class=m5>Polyamide (PA) </div></td></tr><tr class=B2><td class=bd05rb valign=top><img src='/p.gif' alt='' width=1 height=1 class=bpxl></td><td class=bd05rb valign=top><div class=m5>RoHS compliance</div></td><td class=bd05rb valign=top><div class=m5>Yes </div></td></tr></table></td> | 31.26 | Weidmuller | Cable labeling | 27055008_8174680669.jpg | CIEN7-27055008.pdf
38 | WeidmГјller 1310000015 networking cable 1.5 m Cat5 Black | 1310000015 | <td valign=top class=BD02 style="border-width: 4px 5px;"><div >Assembled IE cables, railway cable, Cat. 5, PUR, black, M12</div><div class="fs_2 fw_b" style="margin: 8px 0px;">More information:</div><table border=0 cellspacing=0 cellpadding=0 class="fs_2 BD05 bw_1001" width="100%" style="margin: 4px 0px;"><tr class=B2><td class=bd05rb valign=top><div class=m5>Weight & dimensions</div></td><td class=bd05rb valign=top><div class=m5>Weight</div></td><td class=bd05rb valign=top><div class=m5>150 g</div></td></tr><tr class=B14><td class=bd05rb valign=top><div class=m5>Packaging data</div></td><td class=bd05rb valign=top><div class=m5>Quantity per pack</div></td><td class=bd05rb valign=top><div class=m5>1 pc(s)</div></td></tr><tr class=B2><td class=bd05rb valign=top><div class=m5>Operational conditions</div></td><td class=bd05rb valign=top><div class=m5>Operating temperature (T-T)</div></td><td class=bd05rb valign=top><div class=m5>-40 - 85 В°C</div></td></tr><tr class=B14><td class=bd05rb valign=top><div class=m5>Other features</div></td><td class=bd05rb valign=top><div class=m5>Quantity</div></td><td class=bd05rb valign=top><div class=m5>1 </div></td></tr><tr class=B2><td class=bd05rb valign=top><img src='/p.gif' alt='' width=1 height=1 class=bpxl></td><td class=bd05rb valign=top><div class=m5>Input voltage</div></td><td class=bd05rb valign=top><div class=m5>300 V</div></td></tr><tr class=B14><td class=bd05rb valign=top><img src='/p.gif' alt='' width=1 height=1 class=bpxl></td><td class=bd05rb valign=top><div class=m5>Product type</div></td><td class=bd05rb valign=top><div class=m5>System cable </div></td></tr><tr class=B2><td class=bd05rb valign=top><div class=m5>Features</div></td><td class=bd05rb valign=top><div class=m5>Cable length</div></td><td class=bd05rb valign=top><div class=m5>1.5 m</div></td></tr><tr class=B14><td class=bd05rb valign=top><img src='/p.gif' alt='' width=1 height=1 class=bpxl></td><td class=bd05rb valign=top><div class=m5>Cable standard</div></td><td class=bd05rb valign=top><div class=m5>Cat5 </div></td></tr><tr class=B2><td class=bd05rb valign=top><img src='/p.gif' alt='' width=1 height=1 class=bpxl></td><td class=bd05rb valign=top><div class=m5>Connector 1</div></td><td class=bd05rb valign=top><div class=m5>M12 </div></td></tr><tr class=B14><td class=bd05rb valign=top><img src='/p.gif' alt='' width=1 height=1 class=bpxl></td><td class=bd05rb valign=top><div class=m5>Connector 2</div></td><td class=bd05rb valign=top><div class=m5>M12 </div></td></tr><tr class=B2><td class=bd05rb valign=top><img src='/p.gif' alt='' width=1 height=1 class=bpxl></td><td class=bd05rb valign=top><div class=m5>Cable colour</div></td><td class=bd05rb valign=top><div class=m5>Black </div></td></tr><tr class=B14><td class=bd05rb valign=top><img src='/p.gif' alt='' width=1 height=1 class=bpxl></td><td class=bd05rb valign=top><div class=m5>Connector gender</div></td><td class=bd05rb valign=top><div class=m5>Male/Female </div></td></tr><tr class=B2><td class=bd05rb valign=top><img src='/p.gif' alt='' width=1 height=1 class=bpxl></td><td class=bd05rb valign=top><div class=m5>Cable class</div></td><td class=bd05rb valign=top><div class=m5>D </div></td></tr><tr class=B14><td class=bd05rb valign=top><img src='/p.gif' alt='' width=1 height=1 class=bpxl></td><td class=bd05rb valign=top><div class=m5>Halogen-free</div></td><td class=bd05rb valign=top><div class=m5>Yes </div></td></tr></table></td> | 56.94 | Weidmuller | Networking Cables | 29920650_5941.jpg | CIEN9-29920650.pdf
39 | WeidmГјller STRIPAX cable stripper Black,Orange | 9005000000 | <td valign=top class=BD02 style="border-width: 4px 5px;"><div ><ul><li>For flexible and solid conductors with PVC insulation</li><li>Stripping length adjustable via end stop</li><li>Automatic opening of clamping jaws after stripping</li><li>No splicing of single conductors</li><li>Adjustable for different insulation thicknesses</li><li>Cable with double insulation in two processing stepswithout special adjustment</li><li>No play in self-adjusting cutting unit</li><li>Long-lasting</li><li>Optimised ergonomic design</li></ul></div><div class="fs_2 fw_b" style="margin: 8px 0px;">More information:</div><table border=0 cellspacing=0 cellpadding=0 class="fs_2 BD05 bw_1001" width="100%" style="margin: 4px 0px;"><tr class=B2><td class=bd05rb valign=top><div class=m5>Features</div></td><td class=bd05rb valign=top><div class=m5>Stripping capacity (max)</div></td><td class=bd05rb valign=top><div class=m5>25 mm</div></td></tr><tr class=B14><td class=bd05rb valign=top><img src='/p.gif' alt='' width=1 height=1 class=bpxl></td><td class=bd05rb valign=top><div class=m5>Protective insulation</div></td><td class=bd05rb valign=top><div class=m5>Yes </div></td></tr><tr class=B2><td class=bd05rb valign=top><img src='/p.gif' alt='' width=1 height=1 class=bpxl></td><td class=bd05rb valign=top><div class=m5>AWG wire size (min)</div></td><td class=bd05rb valign=top><div class=m5>28 </div></td></tr><tr class=B14><td class=bd05rb valign=top><div class=m5>Weight & dimensions</div></td><td class=bd05rb valign=top><div class=m5>Length</div></td><td class=bd05rb valign=top><div class=m5>190 mm</div></td></tr><tr class=B2><td class=bd05rb valign=top><img src='/p.gif' alt='' width=1 height=1 class=bpxl></td><td class=bd05rb valign=top><div class=m5>Weight</div></td><td class=bd05rb valign=top><div class=m5>175 g</div></td></tr><tr class=B14><td class=bd05rb valign=top><div class=m5>Colour</div></td><td class=bd05rb valign=top><div class=m5>Product colour</div></td><td class=bd05rb valign=top><div class=m5>Black,Orange </div></td></tr></table></td> | 54.22 | Weidmuller | Stripping pliers | 33350812_5728586888.jpg | CIEN4-33350812.pdf
40 | Feed-through Terminal W-Series blue, 0.5...4 mmВІ, 1020080000 | WDU2.51020080000 | <td valign=top class=BD02 style="border-width: 4px 5px;"><div >Feed-through Terminal, Temperature range: -50...+120 В°C, Manufacturer Article nВ°: 1020080000, Colour: blue, Housing Material: Wemid, Material: Polycarbonate, Series: W-Series, Cross-section, flexible: 0.5...4 mmВІ, Cross-section, rigid: 0.5...4 mmВІ, Rated voltage: 800 VAC</div><div class="fw_b fs_2" style="margin:5px 0px;">More information:</div><table border=0 cellspacing=0 cellpadding=0 class="fs_2 BD05 bw_0001" width="100%"><tr><td width="30%" class=B5><img src='/p.gif' alt='' width=115 height=1 class=bpxl></td><td width="70%" class=B5><img src='/p.gif' alt='' width=1 height=1 class=bpxl></td></tr><tr class=B2><td class=bd05rb valign=top><div class="m5 fw_b">Bruttogewicht:</div></td><td class=bd05rb valign=top><div class=m5>0.008 kg</div></td></tr><tr class=B14><td class=bd05rb valign=top><div class="m5 fw_b">Nettogewicht:</div></td><td class=bd05rb valign=top><div class=m5>0.008 kg</div></td></tr><tr class=B2><td class=bd05rb valign=top><div class="m5 fw_b">HГ¶he:</div></td><td class=bd05rb valign=top><div class=m5>5 mm</div></td></tr><tr class=B14><td class=bd05rb valign=top><div class="m5 fw_b">Breite:</div></td><td class=bd05rb valign=top><div class=m5>47 mm</div></td></tr><tr class=B2><td class=bd05rb valign=top><div class="m5 fw_b">Tiefe:</div></td><td class=bd05rb valign=top><div class=m5>60 mm</div></td></tr><tr class=B14><td class=bd05rb valign=top><div class="m5 fw_b">Ursprungsland:</div></td><td class=bd05rb valign=top><div class=m5>DE</div></td></tr></table></td> |  | Weidmuller | Double deck terminal block | wm-10200800009999.jpg | 04828406.pdf
41 | Bridge, 2-pole | WQV6-2 | <td valign=top class=BD02 style="border-width: 4px 5px;"><div >Bridge, 2-pole, Manufacturer Article nВ°: 1052360000</div><div class="fw_b fs_2" style="margin:5px 0px;">More information:</div><table border=0 cellspacing=0 cellpadding=0 class="fs_2 BD05 bw_0001" width="100%"><tr><td width="30%" class=B5><img src='/p.gif' alt='' width=115 height=1 class=bpxl></td><td width="70%" class=B5><img src='/p.gif' alt='' width=1 height=1 class=bpxl></td></tr><tr class=B2><td class=bd05rb valign=top><div class="m5 fw_b">Bruttogewicht:</div></td><td class=bd05rb valign=top><div class=m5>0.003 kg</div></td></tr><tr class=B14><td class=bd05rb valign=top><div class="m5 fw_b">Nettogewicht:</div></td><td class=bd05rb valign=top><div class=m5>0.003 kg</div></td></tr><tr class=B2><td class=bd05rb valign=top><div class="m5 fw_b">HГ¶he:</div></td><td class=bd05rb valign=top><div class=m5>5 mm</div></td></tr><tr class=B14><td class=bd05rb valign=top><div class="m5 fw_b">Breite:</div></td><td class=bd05rb valign=top><div class=m5>10 mm</div></td></tr><tr class=B2><td class=bd05rb valign=top><div class="m5 fw_b">Tiefe:</div></td><td class=bd05rb valign=top><div class=m5>15 mm</div></td></tr><tr class=B14><td class=bd05rb valign=top><div class="m5 fw_b">Ursprungsland:</div></td><td class=bd05rb valign=top><div class=m5>DE</div></td></tr></table></td> | 0.77 | Weidmuller | Transverse connectors | weidmueller-wqv6-2.jpg | WQV-6-2_eng_tds.pdf
42 | WeidmГјller FLECAFIX 24/36 Single One-way screwdriver | 9015980000 | <td valign=top class=BD02 style="border-width: 4px 5px;"><div >Screwing tool for fixing and loosening cable glands and accessories in the sizes 11-36 AF.<br /><br />- Can reach over several rows of glands<br />- No deforming of the cable glands<br />- Spanner size 11 to 36 mm<br />- Infinite adjustment of spanner size<br />- Ratchet function: not necessary to remove tool between turns<br />- Authentic one-hand tool</div><div class="fs_2 fw_b" style="margin: 8px 0px;">More information:</div><table border=0 cellspacing=0 cellpadding=0 class="fs_2 BD05 bw_1001" width="100%" style="margin: 4px 0px;"><tr class=B2><td class=bd05rb valign=top><div class=m5>Colour</div></td><td class=bd05rb valign=top><div class=m5>Handle colour</div></td><td class=bd05rb valign=top><div class=m5>Black </div></td></tr><tr class=B14><td class=bd05rb valign=top><div class=m5>Weight & dimensions</div></td><td class=bd05rb valign=top><div class=m5>Length</div></td><td class=bd05rb valign=top><div class=m5>204 mm</div></td></tr><tr class=B2><td class=bd05rb valign=top><img src='/p.gif' alt='' width=1 height=1 class=bpxl></td><td class=bd05rb valign=top><div class=m5>Weight</div></td><td class=bd05rb valign=top><div class=m5>206.3 g</div></td></tr><tr class=B14><td class=bd05rb valign=top><img src='/p.gif' alt='' width=1 height=1 class=bpxl></td><td class=bd05rb valign=top><div class=m5>Package weight</div></td><td class=bd05rb valign=top><div class=m5>240 g</div></td></tr><tr class=B2><td class=bd05rb valign=top><div class=m5>Technical details</div></td><td class=bd05rb valign=top><div class=m5>Product type</div></td><td class=bd05rb valign=top><div class=m5>Single </div></td></tr><tr class=B14><td class=bd05rb valign=top><img src='/p.gif' alt='' width=1 height=1 class=bpxl></td><td class=bd05rb valign=top><div class=m5>Screwdriver type</div></td><td class=bd05rb valign=top><div class=m5>One-way screwdriver </div></td></tr><tr class=B2><td class=bd05rb valign=top><img src='/p.gif' alt='' width=1 height=1 class=bpxl></td><td class=bd05rb valign=top><div class=m5>Number of screwdrivers</div></td><td class=bd05rb valign=top><div class=m5>1 </div></td></tr></table></td> | 56.55 | Weidmuller | Child rattle | 26817308_8280600152.jpg | CIEN4-26817308.pdf
43 | WeidmГјller RIM 3 110/230VUC electrical relay Black | 8691030000 | <td valign=top class=BD02 style="border-width: 4px 5px;"><div >RIDERSERIES RCL, LED module, Rated control voltage: 110вЂ¦230 V UC, Plug-in connection</div><div class="fs_2 fw_b" style="margin: 8px 0px;">More information:</div><table border=0 cellspacing=0 cellpadding=0 class="fs_2 BD05 bw_1001" width="100%" style="margin: 4px 0px;"><tr class=B2><td class=bd05rb valign=top><div class=m5>Features</div></td><td class=bd05rb valign=top><div class=m5>Product colour</div></td><td class=bd05rb valign=top><div class=m5>Black </div></td></tr><tr class=B14><td class=bd05rb valign=top><img src='/p.gif' alt='' width=1 height=1 class=bpxl></td><td class=bd05rb valign=top><div class=m5>Operating temperature (T-T)</div></td><td class=bd05rb valign=top><div class=m5>-40 - 70 В°C</div></td></tr><tr class=B2><td class=bd05rb valign=top><img src='/p.gif' alt='' width=1 height=1 class=bpxl></td><td class=bd05rb valign=top><div class=m5>LED indicators</div></td><td class=bd05rb valign=top><div class=m5>Yes </div></td></tr><tr class=B14><td class=bd05rb valign=top><img src='/p.gif' alt='' width=1 height=1 class=bpxl></td><td class=bd05rb valign=top><div class=m5>RoHS compliance</div></td><td class=bd05rb valign=top><div class=m5>Yes </div></td></tr><tr class=B2><td class=bd05rb valign=top><div class=m5>Weight & dimensions</div></td><td class=bd05rb valign=top><div class=m5>Dimensions (WxDxH)</div></td><td class=bd05rb valign=top><div class=m5>12.5 x 34.5 x 9 mm</div></td></tr><tr class=B14><td class=bd05rb valign=top><img src='/p.gif' alt='' width=1 height=1 class=bpxl></td><td class=bd05rb valign=top><div class=m5>Weight</div></td><td class=bd05rb valign=top><div class=m5>3 g</div></td></tr></table></td> | 42.87 | Weidmuller | Installation relays | 28531029_4929.jpg | CIEN3-28531029.pdf
44 | WeidmГјller AKZ 4 S WA 2X2.8 | 324460000 | <td valign=top class=BD02 style="border-width: 4px 5px;"><div >SAK Series, Feed-through terminal, Rated cross-section: 4 mmВІ, Screw connection</div></td> | 151.36 | Weidmuller | Feed-through terminal blocks | 27063217_1646.jpg | CIEN6-27063217.pdf
45 | WeidmГјller CLI TM 20-33 Cable markers Transparent 100 pc(s) | 1763280000 | <td valign=top class=BD02 style="border-width: 4px 5px;"><div >CLI TM is the right sleeve for large conductor cross-sections. The sleeve's transparent pocket protects the inlay tags against environmental influences. Cable ties are used to fix the transparent CLI TM sleeve in place. Marking is carried out with TM-I 18 for CLI TM 10/33<br />or ESG 9/17 for CLI TM20/33. Both inlay tags are designed in the proven MultiCard format and and can be comfortably labelled with SMark laser, PrintJet, plotter or MC-Mobilo. The CLI F 2/17,5 tag is suitable for CLI TM 20/66.<br /><br />- Secure attachment with cable ties<br />- Professional labelling thanks to WeidmГјller's marking devices for MultiCards</div><div class="fs_2 fw_b" style="margin: 8px 0px;">More information:</div><table border=0 cellspacing=0 cellpadding=0 class="fs_2 BD05 bw_1001" width="100%" style="margin: 4px 0px;"><tr class=B2><td class=bd05rb valign=top><div class=m5>Packaging content</div></td><td class=bd05rb valign=top><div class=m5>Quantity per pack</div></td><td class=bd05rb valign=top><div class=m5>100 pc(s)</div></td></tr><tr class=B14><td class=bd05rb valign=top><div class=m5>Weight & dimensions</div></td><td class=bd05rb valign=top><div class=m5>Length</div></td><td class=bd05rb valign=top><div class=m5>33 mm</div></td></tr><tr class=B2><td class=bd05rb valign=top><img src='/p.gif' alt='' width=1 height=1 class=bpxl></td><td class=bd05rb valign=top><div class=m5>Width</div></td><td class=bd05rb valign=top><div class=m5>11.3 mm</div></td></tr><tr class=B14><td class=bd05rb valign=top><img src='/p.gif' alt='' width=1 height=1 class=bpxl></td><td class=bd05rb valign=top><div class=m5>Depth</div></td><td class=bd05rb valign=top><div class=m5>5 mm</div></td></tr><tr class=B2><td class=bd05rb valign=top><img src='/p.gif' alt='' width=1 height=1 class=bpxl></td><td class=bd05rb valign=top><div class=m5>Height</div></td><td class=bd05rb valign=top><div class=m5>5 mm</div></td></tr><tr class=B14><td class=bd05rb valign=top><img src='/p.gif' alt='' width=1 height=1 class=bpxl></td><td class=bd05rb valign=top><div class=m5>Weight</div></td><td class=bd05rb valign=top><div class=m5>0.72 g</div></td></tr><tr class=B2><td class=bd05rb valign=top><div class=m5>Features</div></td><td class=bd05rb valign=top><div class=m5>Type</div></td><td class=bd05rb valign=top><div class=m5>Cable markers </div></td></tr><tr class=B14><td class=bd05rb valign=top><img src='/p.gif' alt='' width=1 height=1 class=bpxl></td><td class=bd05rb valign=top><div class=m5>Product colour</div></td><td class=bd05rb valign=top><div class=m5>Transparent </div></td></tr><tr class=B2><td class=bd05rb valign=top><img src='/p.gif' alt='' width=1 height=1 class=bpxl></td><td class=bd05rb valign=top><div class=m5>Material</div></td><td class=bd05rb valign=top><div class=m5>Polyvinyl chloride (PVC) </div></td></tr><tr class=B14><td class=bd05rb valign=top><img src='/p.gif' alt='' width=1 height=1 class=bpxl></td><td class=bd05rb valign=top><div class=m5>RoHS compliance</div></td><td class=bd05rb valign=top><div class=m5>Yes </div></td></tr></table></td> | 0.2296 | Weidmuller | Cable labeling | 27049078_6791672931.jpg | CIEN7-27049078.pdf
46 | WeidmГјller 1565790000 wire connector CB/CS | 1565790000 | <td valign=top class=BD02 style="border-width: 4px 5px;"><div >The combination of RSV housings and WeidmГјllers' crimp contacts enable custom adaptations to the specific requirements of your applications. The following product options are available depending on the system:<br />- Safe centring of the contacts using the three-segment<br />- pin tips<br />- High contact reliability using four defined contact points<br />- Locking clasp in the cantilever spring for a secure<br />- mount of the contacts in the housing<br />- Pin contacts with two lengths to implement leading-pin<br />- contacts<br />- Up to 100 plugging cycles (tin version)<br />- Up to 500 plugging cycles (gold version)</div><div class="fs_2 fw_b" style="margin: 8px 0px;">More information:</div><table border=0 cellspacing=0 cellpadding=0 class="fs_2 BD05 bw_1001" width="100%" style="margin: 4px 0px;"><tr class=B2><td class=bd05rb valign=top><div class=m5>Operational conditions</div></td><td class=bd05rb valign=top><div class=m5>Operating temperature (T-T)</div></td><td class=bd05rb valign=top><div class=m5>-50 - 100 В°C</div></td></tr><tr class=B14><td class=bd05rb valign=top><img src='/p.gif' alt='' width=1 height=1 class=bpxl></td><td class=bd05rb valign=top><div class=m5>Storage temperature (T-T)</div></td><td class=bd05rb valign=top><div class=m5>-25 - 55 В°C</div></td></tr><tr class=B2><td class=bd05rb valign=top><div class=m5>Technical details</div></td><td class=bd05rb valign=top><div class=m5>Insulation resistance</div></td><td class=bd05rb valign=top><div class=m5>4.8 MО©</div></td></tr><tr class=B14><td class=bd05rb valign=top><div class=m5>Weight & dimensions</div></td><td class=bd05rb valign=top><div class=m5>Weight</div></td><td class=bd05rb valign=top><div class=m5>0.832 g</div></td></tr><tr class=B2><td class=bd05rb valign=top><div class=m5>Features</div></td><td class=bd05rb valign=top><div class=m5>Connector(s)</div></td><td class=bd05rb valign=top><div class=m5>CB/CS </div></td></tr><tr class=B14><td class=bd05rb valign=top><img src='/p.gif' alt='' width=1 height=1 class=bpxl></td><td class=bd05rb valign=top><div class=m5>RoHS compliance</div></td><td class=bd05rb valign=top><div class=m5>Yes </div></td></tr><tr class=B2><td class=bd05rb valign=top><img src='/p.gif' alt='' width=1 height=1 class=bpxl></td><td class=bd05rb valign=top><div class=m5>Shell material</div></td><td class=bd05rb valign=top><div class=m5>Zinc </div></td></tr><tr class=B14><td class=bd05rb valign=top><div class=m5>Packaging data</div></td><td class=bd05rb valign=top><div class=m5>Package type</div></td><td class=bd05rb valign=top><div class=m5>Box </div></td></tr><tr class=B2><td class=bd05rb valign=top><div class=m5>Packaging content</div></td><td class=bd05rb valign=top><div class=m5>Quantity per pack</div></td><td class=bd05rb valign=top><div class=m5>5000 pc(s)</div></td></tr></table></td> | 0.8973 | Weidmuller | PCB Term block plug | 27055467_0641985443.jpg | CIEN9-27055467.pdf
47 | WeidmГјller 1020100000 electrical terminals | 1020100000 | <td valign=top class=BD02 style="border-width: 4px 5px;"><div ></div><div class="fs_2 fw_b" style="margin: 8px 0px;">More information:</div><table border=0 cellspacing=0 cellpadding=0 class="fs_2 BD05 bw_1001" width="100%" style="margin: 4px 0px;"><tr class=B2><td class=bd05rb valign=top><div class=m5>Packaging data</div></td><td class=bd05rb valign=top><div class=m5>Quantity per pack</div></td><td class=bd05rb valign=top><div class=m5>100 pc(s)</div></td></tr><tr class=B14><td class=bd05rb valign=top><div class=m5>Features</div></td><td class=bd05rb valign=top><div class=m5>Product colour</div></td><td class=bd05rb valign=top><div class=m5>Beige </div></td></tr><tr class=B2><td class=bd05rb valign=top><img src='/p.gif' alt='' width=1 height=1 class=bpxl></td><td class=bd05rb valign=top><div class=m5>Maximum cable section</div></td><td class=bd05rb valign=top><div class=m5>4 mmВІ</div></td></tr><tr class=B14><td class=bd05rb valign=top><img src='/p.gif' alt='' width=1 height=1 class=bpxl></td><td class=bd05rb valign=top><div class=m5>Current</div></td><td class=bd05rb valign=top><div class=m5>32 A</div></td></tr><tr class=B2><td class=bd05rb valign=top><img src='/p.gif' alt='' width=1 height=1 class=bpxl></td><td class=bd05rb valign=top><div class=m5>RoHS compliance</div></td><td class=bd05rb valign=top><div class=m5>Yes </div></td></tr><tr class=B14><td class=bd05rb valign=top><div class=m5>Weight & dimensions</div></td><td class=bd05rb valign=top><div class=m5>Height</div></td><td class=bd05rb valign=top><div class=m5>60 mm</div></td></tr><tr class=B2><td class=bd05rb valign=top><img src='/p.gif' alt='' width=1 height=1 class=bpxl></td><td class=bd05rb valign=top><div class=m5>Weight</div></td><td class=bd05rb valign=top><div class=m5>9.57 g</div></td></tr></table></td> | 0.52 | Weidmuller | Double deck terminal block | 27067913_7511055333.jpg
48 | Bridge, 3-pole | WQV2.5-3 | <td valign=top class=BD02 style="border-width: 4px 5px;"><div >Bridge, 3-pole, Manufacturer Article nВ°: 1053760000</div><div class="fw_b fs_2" style="margin:5px 0px;">More information:</div><table border=0 cellspacing=0 cellpadding=0 class="fs_2 BD05 bw_0001" width="100%"><tr><td width="30%" class=B5><img src='/p.gif' alt='' width=115 height=1 class=bpxl></td><td width="70%" class=B5><img src='/p.gif' alt='' width=1 height=1 class=bpxl></td></tr><tr class=B2><td class=bd05rb valign=top><div class="m5 fw_b">Bruttogewicht:</div></td><td class=bd05rb valign=top><div class=m5>0.001 kg</div></td></tr><tr class=B14><td class=bd05rb valign=top><div class="m5 fw_b">Nettogewicht:</div></td><td class=bd05rb valign=top><div class=m5>0.001 kg</div></td></tr><tr class=B2><td class=bd05rb valign=top><div class="m5 fw_b">HГ¶he:</div></td><td class=bd05rb valign=top><div class=m5>2 mm</div></td></tr><tr class=B14><td class=bd05rb valign=top><div class="m5 fw_b">Breite:</div></td><td class=bd05rb valign=top><div class=m5>5 mm</div></td></tr><tr class=B2><td class=bd05rb valign=top><div class="m5 fw_b">Tiefe:</div></td><td class=bd05rb valign=top><div class=m5>20 mm</div></td></tr><tr class=B14><td class=bd05rb valign=top><div class="m5 fw_b">Ursprungsland:</div></td><td class=bd05rb valign=top><div class=m5>DE</div></td></tr></table></td> |  | Weidmuller | Transverse connectors | weidmueller-wqv2-5-3.jpg | WQV-2-5-3_eng_tds.pdf
49 | WeidmГјller IE-POF cable stripper Black,Yellow | 1208880000 | <td valign=top class=BD02 style="border-width: 4px 5px;"><div ><ul><li>For flexible and solid conductors with special insulating materials</li><li>High-quality stripping for industrial applications (complies with aircraft industry requirements)</li><li>Specially shaped blades enable stripping of special types of insulation and conductor configurations</li><li>Stripping length adjustable via end stop</li><li>Very versatile thanks to interchangeable stripping units</li><li>Stripping results reproduced accurately over and over again</li><li>No damage to the conductor</li><li>A long-lasting, reliable tool thanks to its sturdy design</li><li>Integrated cutting function</li></ul></div><div class="fs_2 fw_b" style="margin: 8px 0px;">More information:</div><table border=0 cellspacing=0 cellpadding=0 class="fs_2 BD05 bw_1001" width="100%" style="margin: 4px 0px;"><tr class=B2><td class=bd05rb valign=top><div class=m5>Features</div></td><td class=bd05rb valign=top><div class=m5>Stripping capacity (max)</div></td><td class=bd05rb valign=top><div class=m5>2 mm</div></td></tr><tr class=B14><td class=bd05rb valign=top><img src='/p.gif' alt='' width=1 height=1 class=bpxl></td><td class=bd05rb valign=top><div class=m5>Protective insulation</div></td><td class=bd05rb valign=top><div class=m5>Yes </div></td></tr><tr class=B2><td class=bd05rb valign=top><div class=m5>Weight & dimensions</div></td><td class=bd05rb valign=top><div class=m5>Length</div></td><td class=bd05rb valign=top><div class=m5>250 mm</div></td></tr><tr class=B14><td class=bd05rb valign=top><img src='/p.gif' alt='' width=1 height=1 class=bpxl></td><td class=bd05rb valign=top><div class=m5>Weight</div></td><td class=bd05rb valign=top><div class=m5>550 g</div></td></tr><tr class=B2><td class=bd05rb valign=top><div class=m5>Colour</div></td><td class=bd05rb valign=top><div class=m5>Product colour</div></td><td class=bd05rb valign=top><div class=m5>Black,Yellow </div></td></tr></table></td> | 299.01 | Weidmuller | Stripping pliers | 27307913_1064906198.jpg | CIEN4-27307913.pdf
50 | 0271900000 - EP 2/BW SAKG46/32 HP/DB | 271900000 | <td valign=top class=BD02 style="border-width: 4px 5px;"><div >EP 2/BW SAKG46/32 HP/DB, Accessories SAK series, Manufacturernumber: 0271900000</div></td> | 14.809 | Weidmuller | Terminal blocks end brackets | wed0271900000.jpg
51 | 8691010000 - RIM 3 6/24VUC | 8691010000 | <td valign=top class=BD02 style="border-width: 4px 5px;"><div >RIM 3 6/24VUC, RIDERSERIES RCL, LED module, Rated control voltage: 6...24 V UC, Plug-in connection, Manufacturernumber: 8691010000</div></td> | 42.99 | Weidmuller | Installation relays | wed8691010000.jpg
52 | WEIDMULLER SAIP-M12BG-5-3.0U CONNECTOR, RCPT/ FREE END, M12, 5 WAY | SAIP-M12BG-5-3.0U | <td valign=top class=BD02 style="border-width: 4px 5px;"><div >Cable Length - Imperial - Cable Length - Metric - Product Range - SVHC No SVHC (15-Jan-2018) Connector to Connector M12 Straight Receptacle to Free End</div></td> | 14.50 | Weidmuller | Sensor Cable Assemblies | 2362188-40.jpg
53 | WeidmГјller SAIL-M12BW-5-20U signal cable 20 m Black | 9457692000 | <td valign=top class=BD02 style="border-width: 4px 5px;"><div >Sensor/actuator line, One end without connector, M12, Number of poles : 5, 20 m, Socket, angled, shielded: No, LED: No, Sheath material: PUR, Halogen: No.</div><div class="fs_2 fw_b" style="margin: 8px 0px;">More information:</div><table border=0 cellspacing=0 cellpadding=0 class="fs_2 BD05 bw_1001" width="100%" style="margin: 4px 0px;"><tr class=B2><td class=bd05rb valign=top><div class=m5>Features</div></td><td class=bd05rb valign=top><div class=m5>Cable length</div></td><td class=bd05rb valign=top><div class=m5>20 m</div></td></tr><tr class=B14><td class=bd05rb valign=top><img src='/p.gif' alt='' width=1 height=1 class=bpxl></td><td class=bd05rb valign=top><div class=m5>Connector(s)</div></td><td class=bd05rb valign=top><div class=m5>M12 </div></td></tr><tr class=B2><td class=bd05rb valign=top><img src='/p.gif' alt='' width=1 height=1 class=bpxl></td><td class=bd05rb valign=top><div class=m5>Connector gender</div></td><td class=bd05rb valign=top><div class=m5>Female </div></td></tr><tr class=B14><td class=bd05rb valign=top><img src='/p.gif' alt='' width=1 height=1 class=bpxl></td><td class=bd05rb valign=top><div class=m5>Product colour</div></td><td class=bd05rb valign=top><div class=m5>Black </div></td></tr><tr class=B2><td class=bd05rb valign=top><img src='/p.gif' alt='' width=1 height=1 class=bpxl></td><td class=bd05rb valign=top><div class=m5>Magnetically shielded</div></td><td class=bd05rb valign=top><div class=m5>Yes </div></td></tr><tr class=B14><td class=bd05rb valign=top><img src='/p.gif' alt='' width=1 height=1 class=bpxl></td><td class=bd05rb valign=top><div class=m5>RoHS compliance</div></td><td class=bd05rb valign=top><div class=m5>Yes </div></td></tr><tr class=B2><td class=bd05rb valign=top><div class=m5>Packaging data</div></td><td class=bd05rb valign=top><div class=m5>Weight</div></td><td class=bd05rb valign=top><div class=m5>727 g</div></td></tr><tr class=B14><td class=bd05rb valign=top><img src='/p.gif' alt='' width=1 height=1 class=bpxl></td><td class=bd05rb valign=top><div class=m5>Number of products included</div></td><td class=bd05rb valign=top><div class=m5>1 pc(s)</div></td></tr><tr class=B2><td class=bd05rb valign=top><img src='/p.gif' alt='' width=1 height=1 class=bpxl></td><td class=bd05rb valign=top><div class=m5>Quantity per pack</div></td><td class=bd05rb valign=top><div class=m5>1 pc(s)</div></td></tr></table></td> | 41.45 | Weidmuller | Sensor connector | 29921463_3081233649.jpg
54 | WeidmГјller AKZ 4 SS SE 6.3/2.8 | 324560000 | <td valign=top class=BD02 style="border-width: 4px 5px;"><div >SAK Series, Feed-through terminal, Rated cross-section: 2.5 mmВІ, Flat-blade connection</div></td> | 145.56 | Weidmuller | Feed-through terminal blocks | 28528228_1759.jpg | CIEN6-28528228.pdf
55 | 1560360000 - BLZ 5.08/09/270B SN OR BX, PCB-connectors 5 pin pitch | 1560360000 | <td valign=top class=BD02 style="border-width: 4px 5px;"><div >BLZ 5.08/09/270B SN OR BX, PCB-connectors 5 pin pitch, manufacturer code: 1560360000</div></td> | 244.18 | Weidmuller | PCB Term block plug | 27329677_6860.jpg
56 | WeidmГјller DEK 5/3,5 MC FSZ 101-110 Cable markers White 500 pc(s) | 1762320101 | <td valign=top class=BD02 style="border-width: 4px 5px;"><div >The Dekafix (DEK) marker is the universal marker for all conductor and plug-in connectors as well as for electronic sub-assemblies. The system is ideal for short number sequences and covers a wide range of ready-printed markers.<br />Strips for fast installation in only one work step. The printing is easy to read, rich in contrast and available in various widths.<br /><br />- Large range of ready-to-use markers<br />- Strips for fast installation<br />- Terminal markers, suitable for all WeidmГјller cable connectors<br />- Available as blank MultiCard or with standard printing</div><div class="fs_2 fw_b" style="margin: 8px 0px;">More information:</div><table border=0 cellspacing=0 cellpadding=0 class="fs_2 BD05 bw_1001" width="100%" style="margin: 4px 0px;"><tr class=B2><td class=bd05rb valign=top><div class=m5>Packaging content</div></td><td class=bd05rb valign=top><div class=m5>Quantity per pack</div></td><td class=bd05rb valign=top><div class=m5>500 pc(s)</div></td></tr><tr class=B14><td class=bd05rb valign=top><div class=m5>Weight & dimensions</div></td><td class=bd05rb valign=top><div class=m5>Length</div></td><td class=bd05rb valign=top><div class=m5>5 mm</div></td></tr><tr class=B2><td class=bd05rb valign=top><img src='/p.gif' alt='' width=1 height=1 class=bpxl></td><td class=bd05rb valign=top><div class=m5>Width</div></td><td class=bd05rb valign=top><div class=m5>3.5 mm</div></td></tr><tr class=B14><td class=bd05rb valign=top><img src='/p.gif' alt='' width=1 height=1 class=bpxl></td><td class=bd05rb valign=top><div class=m5>Weight</div></td><td class=bd05rb valign=top><div class=m5>0.172 g</div></td></tr><tr class=B2><td class=bd05rb valign=top><div class=m5>Features</div></td><td class=bd05rb valign=top><div class=m5>Type</div></td><td class=bd05rb valign=top><div class=m5>Cable markers </div></td></tr><tr class=B14><td class=bd05rb valign=top><img src='/p.gif' alt='' width=1 height=1 class=bpxl></td><td class=bd05rb valign=top><div class=m5>Product colour</div></td><td class=bd05rb valign=top><div class=m5>White </div></td></tr><tr class=B2><td class=bd05rb valign=top><img src='/p.gif' alt='' width=1 height=1 class=bpxl></td><td class=bd05rb valign=top><div class=m5>Material</div></td><td class=bd05rb valign=top><div class=m5>Polyamide (PA) </div></td></tr><tr class=B14><td class=bd05rb valign=top><img src='/p.gif' alt='' width=1 height=1 class=bpxl></td><td class=bd05rb valign=top><div class=m5>RoHS compliance</div></td><td class=bd05rb valign=top><div class=m5>Yes </div></td></tr></table></td> | 0.11448 | Weidmuller | Cable labeling | 27075033_9837118190.jpg | CIEN7-27075033.pdf
57 | 1066490000 - VSSC6TRCLFG24VAC/DC EX | 1066490000 | <td valign=top class=BD02 style="border-width: 4px 5px;"><div >VSSC6TRCLFG24VAC/DC EX, Surge protection for instrumentation and control, 24 V, 34 V, 300 mA, IEC61643-21:2009, DIN EN 60079-0.2009, DIN EN 60079-26:2007, DIN EN 61241-11:2006,, Manufacturernumber: 1066490000</div></td> |  | Weidmuller | Surge Arrester | wed1066490000.jpg
58 | 0271300000 - STB 25 IH/VI | 271300000 | <td valign=top class=BD02 style="border-width: 4px 5px;"><div >STB 25 IH/VI, Accessories SAK series, Manufacturernumber: 0271300000</div></td> | 94.85 | Weidmuller | Accessories and Miscellaneous | wed0271300000.jpg
59 | WeidmГјller 1633540000 wire connector PCB Orange | 1633540000 | <td valign=top class=BD02 style="border-width: 4px 5px;"><div >Two-tier pin header for wave soldering in 3.50 mm pitch. The connector is available in open, closed and flange versions. The male connectors provide space for labelling and can be coded. Packed in a cardboard box.</div><div class="fs_2 fw_b" style="margin: 8px 0px;">More information:</div><table border=0 cellspacing=0 cellpadding=0 class="fs_2 BD05 bw_1001" width="100%" style="margin: 4px 0px;"><tr class=B2><td class=bd05rb valign=top><div class=m5>Operational conditions</div></td><td class=bd05rb valign=top><div class=m5>Operating temperature (T-T)</div></td><td class=bd05rb valign=top><div class=m5>-50 - 100 В°C</div></td></tr><tr class=B14><td class=bd05rb valign=top><img src='/p.gif' alt='' width=1 height=1 class=bpxl></td><td class=bd05rb valign=top><div class=m5>Storage temperature (T-T)</div></td><td class=bd05rb valign=top><div class=m5>-25 - 55 В°C</div></td></tr><tr class=B2><td class=bd05rb valign=top><div class=m5>Weight & dimensions</div></td><td class=bd05rb valign=top><div class=m5>Weight</div></td><td class=bd05rb valign=top><div class=m5>27.1 g</div></td></tr><tr class=B14><td class=bd05rb valign=top><div class=m5>Features</div></td><td class=bd05rb valign=top><div class=m5>Connector(s)</div></td><td class=bd05rb valign=top><div class=m5>PCB </div></td></tr><tr class=B2><td class=bd05rb valign=top><img src='/p.gif' alt='' width=1 height=1 class=bpxl></td><td class=bd05rb valign=top><div class=m5>Product colour</div></td><td class=bd05rb valign=top><div class=m5>Orange </div></td></tr><tr class=B14><td class=bd05rb valign=top><img src='/p.gif' alt='' width=1 height=1 class=bpxl></td><td class=bd05rb valign=top><div class=m5>Halogen-free</div></td><td class=bd05rb valign=top><div class=m5>Yes </div></td></tr><tr class=B2><td class=bd05rb valign=top><img src='/p.gif' alt='' width=1 height=1 class=bpxl></td><td class=bd05rb valign=top><div class=m5>RoHS compliance</div></td><td class=bd05rb valign=top><div class=m5>Yes </div></td></tr><tr class=B14><td class=bd05rb valign=top><img src='/p.gif' alt='' width=1 height=1 class=bpxl></td><td class=bd05rb valign=top><div class=m5>Voltage</div></td><td class=bd05rb valign=top><div class=m5>200 V</div></td></tr><tr class=B2><td class=bd05rb valign=top><img src='/p.gif' alt='' width=1 height=1 class=bpxl></td><td class=bd05rb valign=top><div class=m5>Current</div></td><td class=bd05rb valign=top><div class=m5>10.5 A</div></td></tr><tr class=B14><td class=bd05rb valign=top><div class=m5>Packaging data</div></td><td class=bd05rb valign=top><div class=m5>Package type</div></td><td class=bd05rb valign=top><div class=m5>Box </div></td></tr><tr class=B2><td class=bd05rb valign=top><div class=m5>Packaging content</div></td><td class=bd05rb valign=top><div class=m5>Quantity per pack</div></td><td class=bd05rb valign=top><div class=m5>10 pc(s)</div></td></tr></table></td> | 163.81 | Weidmuller | PCB Term block plug | 29931977_1485.jpg | CIEN9-29931977.pdf
60 | WEIDMULLER SAIP-M12BG-5-3.0V CONNECTOR, RCPT/ FREE END, M12, 3 WAY | SAIP-M12BG-5-3.0V | <td valign=top class=BD02 style="border-width: 4px 5px;"><div >Cable Length - Imperial - Cable Length - Metric - Product Range - SVHC No SVHC (15-Jan-2018) Connector to Connector M12 Straight Receptacle to Free End</div></td> | 17.46 | Weidmuller | Sensor Cable Assemblies | 2362188-40.jpg
61 | WeidmГјller BL Non-Fused Terminal Block, 10 Way/Pole, Screw Down Terminals, 28 в†’ 14 AWG Cable Mount, PBT, 320 V | BL3.50/10/180SNORBX-1597440000 | <td valign=top class=BD02 style="border-width: 4px 5px;"><div >Series = BL<br>Number of Ways = 10<br>Mounting Type = Cable Mount<br>Pitch = 3.5mm<br>Current Rating = 17A<br>Termination Method = Screw Down<br>Wire Size = 28 в†’ 14 AWG<br>Material = PBT<br>Colour = Orange<br>Minimum Operating Temperature = -25В°C<br>Maximum Operating Temperature = +100В°C<br>Contact Material = Copper Alloy<br>Contact Plating = Tin<br><br>Weidmuller OMINMATE Series 3.5mm Terminal Block Plug Connectors. OMINMATE series cable mount terminal block plug connectors with a 3.5mm pitch. These OMNIMATE female plug-in terminal block connectors have a horizontal wire entry and clamping yoke screw terminals. Features and Benefits. Space saving design Accepts wire size 28-14 AWG Housing made from UL 94-B0 PBT</div></td> | 5.253 | Weidmuller | Screw terminals | f0171708-01.jpg
62 | WeidmГјller SAIL-M12BW-5-25U signal cable 25 m Black | 9457692500 | <td valign=top class=BD02 style="border-width: 4px 5px;"><div >Sensor/actuator line, One end without connector, M12, Number of poles : 5, 25 m, Socket, angled, shielded: No, LED: No, Sheath material: PUR, Halogen: No.</div><div class="fs_2 fw_b" style="margin: 8px 0px;">More information:</div><table border=0 cellspacing=0 cellpadding=0 class="fs_2 BD05 bw_1001" width="100%" style="margin: 4px 0px;"><tr class=B2><td class=bd05rb valign=top><div class=m5>Features</div></td><td class=bd05rb valign=top><div class=m5>Cable length</div></td><td class=bd05rb valign=top><div class=m5>25 m</div></td></tr><tr class=B14><td class=bd05rb valign=top><img src='/p.gif' alt='' width=1 height=1 class=bpxl></td><td class=bd05rb valign=top><div class=m5>Connector(s)</div></td><td class=bd05rb valign=top><div class=m5>M12 </div></td></tr><tr class=B2><td class=bd05rb valign=top><img src='/p.gif' alt='' width=1 height=1 class=bpxl></td><td class=bd05rb valign=top><div class=m5>Connector gender</div></td><td class=bd05rb valign=top><div class=m5>Female </div></td></tr><tr class=B14><td class=bd05rb valign=top><img src='/p.gif' alt='' width=1 height=1 class=bpxl></td><td class=bd05rb valign=top><div class=m5>Product colour</div></td><td class=bd05rb valign=top><div class=m5>Black </div></td></tr><tr class=B2><td class=bd05rb valign=top><img src='/p.gif' alt='' width=1 height=1 class=bpxl></td><td class=bd05rb valign=top><div class=m5>Magnetically shielded</div></td><td class=bd05rb valign=top><div class=m5>Yes </div></td></tr><tr class=B14><td class=bd05rb valign=top><img src='/p.gif' alt='' width=1 height=1 class=bpxl></td><td class=bd05rb valign=top><div class=m5>RoHS compliance</div></td><td class=bd05rb valign=top><div class=m5>Yes </div></td></tr><tr class=B2><td class=bd05rb valign=top><div class=m5>Packaging data</div></td><td class=bd05rb valign=top><div class=m5>Weight</div></td><td class=bd05rb valign=top><div class=m5>966 g</div></td></tr><tr class=B14><td class=bd05rb valign=top><img src='/p.gif' alt='' width=1 height=1 class=bpxl></td><td class=bd05rb valign=top><div class=m5>Number of products included</div></td><td class=bd05rb valign=top><div class=m5>1 pc(s)</div></td></tr><tr class=B2><td class=bd05rb valign=top><img src='/p.gif' alt='' width=1 height=1 class=bpxl></td><td class=bd05rb valign=top><div class=m5>Quantity per pack</div></td><td class=bd05rb valign=top><div class=m5>1 pc(s)</div></td></tr></table></td> | 50.24 | Weidmuller | Sensor connector | 29921464_0362499776.jpg
63 | Bridge, 3-pole | WQV6-3 | <td valign=top class=BD02 style="border-width: 4px 5px;"><div >Bridge, 3-pole, Manufacturer Article nВ°: 1054760000</div><div class="fw_b fs_2" style="margin:5px 0px;">More information:</div><table border=0 cellspacing=0 cellpadding=0 class="fs_2 BD05 bw_0001" width="100%"><tr><td width="30%" class=B5><img src='/p.gif' alt='' width=115 height=1 class=bpxl></td><td width="70%" class=B5><img src='/p.gif' alt='' width=1 height=1 class=bpxl></td></tr><tr class=B2><td class=bd05rb valign=top><div class="m5 fw_b">Bruttogewicht:</div></td><td class=bd05rb valign=top><div class=m5>0.005 kg</div></td></tr><tr class=B14><td class=bd05rb valign=top><div class="m5 fw_b">Nettogewicht:</div></td><td class=bd05rb valign=top><div class=m5>0.005 kg</div></td></tr><tr class=B2><td class=bd05rb valign=top><div class="m5 fw_b">HГ¶he:</div></td><td class=bd05rb valign=top><div class=m5>15 mm</div></td></tr><tr class=B14><td class=bd05rb valign=top><div class="m5 fw_b">Breite:</div></td><td class=bd05rb valign=top><div class=m5>10 mm</div></td></tr><tr class=B2><td class=bd05rb valign=top><div class="m5 fw_b">Tiefe:</div></td><td class=bd05rb valign=top><div class=m5>20 mm</div></td></tr><tr class=B14><td class=bd05rb valign=top><div class="m5 fw_b">Ursprungsland:</div></td><td class=bd05rb valign=top><div class=m5>DE</div></td></tr></table></td> |  | Weidmuller | Transverse connectors | weidmueller-wgv6-3.jpg | WQV-6-3_eng_tds.pdf
64 | 1560960000 - BLZ 5.08/15/270B SN OR BX, PCB-connectors 5 pin pitch | 1560960000 | <td valign=top class=BD02 style="border-width: 4px 5px;"><div >BLZ 5.08/15/270B SN OR BX, PCB-connectors 5 pin pitch, manufacturer code: 1560960000</div></td> | 277.18 | Weidmuller | PCB Term block plug | 27329678_4920.jpg
65 | WeidmГјller M-D-STRIPAX AWG 20+22 cable stripper Black | 9003730000 | <td valign=top class=BD02 style="border-width: 4px 5px;"><div ><ul><li>Flexible and solid conductors with PVC, Teflon (PTFE) and silicone insulation</li><li>No damage to the conductor thanks to specially shaped blade</li><li>No splicing of single conductors</li><li>Blade inserts are easy to replace</li><li>All inserts fit one housing</li></ul></div><div class="fs_2 fw_b" style="margin: 8px 0px;">More information:</div><table border=0 cellspacing=0 cellpadding=0 class="fs_2 BD05 bw_1001" width="100%" style="margin: 4px 0px;"><tr class=B2><td class=bd05rb valign=top><div class=m5>Features</div></td><td class=bd05rb valign=top><div class=m5>Stripping capacity (max)</div></td><td class=bd05rb valign=top><div class=m5>0.92 mm</div></td></tr><tr class=B14><td class=bd05rb valign=top><img src='/p.gif' alt='' width=1 height=1 class=bpxl></td><td class=bd05rb valign=top><div class=m5>Stripping capacity (min)</div></td><td class=bd05rb valign=top><div class=m5>0.88 mm</div></td></tr><tr class=B2><td class=bd05rb valign=top><img src='/p.gif' alt='' width=1 height=1 class=bpxl></td><td class=bd05rb valign=top><div class=m5>Protective insulation</div></td><td class=bd05rb valign=top><div class=m5>Yes </div></td></tr><tr class=B14><td class=bd05rb valign=top><img src='/p.gif' alt='' width=1 height=1 class=bpxl></td><td class=bd05rb valign=top><div class=m5>AWG wire size (min)</div></td><td class=bd05rb valign=top><div class=m5>22 </div></td></tr><tr class=B2><td class=bd05rb valign=top><div class=m5>Weight & dimensions</div></td><td class=bd05rb valign=top><div class=m5>Length</div></td><td class=bd05rb valign=top><div class=m5>135 mm</div></td></tr><tr class=B14><td class=bd05rb valign=top><img src='/p.gif' alt='' width=1 height=1 class=bpxl></td><td class=bd05rb valign=top><div class=m5>Weight</div></td><td class=bd05rb valign=top><div class=m5>96.28 g</div></td></tr><tr class=B2><td class=bd05rb valign=top><div class=m5>Colour</div></td><td class=bd05rb valign=top><div class=m5>Product colour</div></td><td class=bd05rb valign=top><div class=m5>Black </div></td></tr></table></td> | 70.95 | Weidmuller | Stripping pliers | 27219378_5281546179.jpg | CIEN4-27219378.pdf
66 | Weidmuller Jumper Bar Screw | KISCM3X15/6SAK2.5CU5-0377200000 | <td valign=top class=BD02 style="border-width: 4px 5px;"><div >Accessory Type = Jumper Bar Screw<br>For Use With = Busbar<br><br>SAK Series Busbar Fixing Screws. SAK Series busbar fixing screws.</div></td> | 1995-02-01 | Weidmuller | Transverse connectors | r8296647-01.jpg
67 | 8691040000 - RIM 4 6/24VUC | 8691040000 | <td valign=top class=BD02 style="border-width: 4px 5px;"><div >RIM 4 6/24VUC, RIDERSERIES RCL, LED module, Rated control voltage: 6...24 V UC, Plug-in connection, Manufacturernumber: 8691040000</div></td> | 54.89 | Weidmuller | Installation relays | wed8691040000.jpg
68 | 0273820000 - MK 3/2 | 273820000 | <td valign=top class=BD02 style="border-width: 4px 5px;"><div >MK 3/2, Terminal blocks, Manufacturernumber: 0273820000</div></td> | 161.39 | Weidmuller | Terminal strip | wed0273820000.jpg
69 | WEIDMULLER SAIP-M12BW-3-3.0U CONNECTOR, RCPT/FREE END, M12, 3 WAY,R/A | SAIP-M12BW-3-3.0U | <td valign=top class=BD02 style="border-width: 4px 5px;"><div >Cable Length - Imperial - Cable Length - Metric - Product Range - SVHC No SVHC (15-Jan-2018) Connector to Connector 90В° M12 Receptacle to Free End</div></td> | 1993-11-01 | Weidmuller | Sensor Cable Assemblies | 2362188-40.jpg
70 | WeidmГјller AKZ 4L SL VS | 334860000 | <td valign=top class=BD02 style="border-width: 4px 5px;"><div >SAK Series, Feed-through terminal, Rated cross-section: 4 mmВІ, Screw connection, Direct mounting</div></td> | 1.0432 | Weidmuller | Feed-through terminal blocks | 28528245_8068.jpg | CIEN6-28528245.pdf
71 | WeidmГјller SAIL-M12BW-5-3.0V signal cable 3 m Black | 1925650300 | <td valign=top class=BD02 style="border-width: 4px 5px;"><div >Sensor/actuator line, One end without connector, M12, Number of poles : 5, 3 m, Socket, angled, shielded: No, LED: No, Sheath material: PVC, Halogen: Yes.</div><div class="fs_2 fw_b" style="margin: 8px 0px;">More information:</div><table border=0 cellspacing=0 cellpadding=0 class="fs_2 BD05 bw_1001" width="100%" style="margin: 4px 0px;"><tr class=B2><td class=bd05rb valign=top><div class=m5>Features</div></td><td class=bd05rb valign=top><div class=m5>Cable length</div></td><td class=bd05rb valign=top><div class=m5>3 m</div></td></tr><tr class=B14><td class=bd05rb valign=top><img src='/p.gif' alt='' width=1 height=1 class=bpxl></td><td class=bd05rb valign=top><div class=m5>Connector(s)</div></td><td class=bd05rb valign=top><div class=m5>M12 </div></td></tr><tr class=B2><td class=bd05rb valign=top><img src='/p.gif' alt='' width=1 height=1 class=bpxl></td><td class=bd05rb valign=top><div class=m5>Connector gender</div></td><td class=bd05rb valign=top><div class=m5>Female </div></td></tr><tr class=B14><td class=bd05rb valign=top><img src='/p.gif' alt='' width=1 height=1 class=bpxl></td><td class=bd05rb valign=top><div class=m5>Product colour</div></td><td class=bd05rb valign=top><div class=m5>Black </div></td></tr><tr class=B2><td class=bd05rb valign=top><img src='/p.gif' alt='' width=1 height=1 class=bpxl></td><td class=bd05rb valign=top><div class=m5>Magnetically shielded</div></td><td class=bd05rb valign=top><div class=m5>Yes </div></td></tr><tr class=B14><td class=bd05rb valign=top><img src='/p.gif' alt='' width=1 height=1 class=bpxl></td><td class=bd05rb valign=top><div class=m5>RoHS compliance</div></td><td class=bd05rb valign=top><div class=m5>Yes </div></td></tr><tr class=B2><td class=bd05rb valign=top><div class=m5>Packaging data</div></td><td class=bd05rb valign=top><div class=m5>Weight</div></td><td class=bd05rb valign=top><div class=m5>153 g</div></td></tr><tr class=B14><td class=bd05rb valign=top><img src='/p.gif' alt='' width=1 height=1 class=bpxl></td><td class=bd05rb valign=top><div class=m5>Number of products included</div></td><td class=bd05rb valign=top><div class=m5>1 pc(s)</div></td></tr><tr class=B2><td class=bd05rb valign=top><img src='/p.gif' alt='' width=1 height=1 class=bpxl></td><td class=bd05rb valign=top><div class=m5>Quantity per pack</div></td><td class=bd05rb valign=top><div class=m5>1 pc(s)</div></td></tr></table></td> | 13.95 | Weidmuller | Sensor connector | 29921468_7047793719.jpg
72 | WeidmГјller SFX 10/23 MC NE WS V2 Cable markers White 160 pc(s) | 1852390000 | <td valign=top class=BD02 style="border-width: 4px 5px;"><div >limFix X are halogen-free conductor and cable markers with a space-saving design. The markers can be fitted even after the conductor has been installed. SlimFix is an acknowledged and approved marker type in traffic engineering. The SF tool allows easy installation even in<br />case of small markers.<br /><br />- Halogen-free material<br />- Approved and accredited markers for traffic engineering applications, etc.<br />- Has to be fixed with cable ties if the conductor cross- section is larger than 16.0 mmВІ<br />- Markers in proven MultiCard format</div><div class="fs_2 fw_b" style="margin: 8px 0px;">More information:</div><table border=0 cellspacing=0 cellpadding=0 class="fs_2 BD05 bw_1001" width="100%" style="margin: 4px 0px;"><tr class=B2><td class=bd05rb valign=top><div class=m5>Packaging content</div></td><td class=bd05rb valign=top><div class=m5>Quantity per pack</div></td><td class=bd05rb valign=top><div class=m5>160 pc(s)</div></td></tr><tr class=B14><td class=bd05rb valign=top><div class=m5>Weight & dimensions</div></td><td class=bd05rb valign=top><div class=m5>Length</div></td><td class=bd05rb valign=top><div class=m5>23 mm</div></td></tr><tr class=B2><td class=bd05rb valign=top><img src='/p.gif' alt='' width=1 height=1 class=bpxl></td><td class=bd05rb valign=top><div class=m5>Width</div></td><td class=bd05rb valign=top><div class=m5>11 mm</div></td></tr><tr class=B14><td class=bd05rb valign=top><img src='/p.gif' alt='' width=1 height=1 class=bpxl></td><td class=bd05rb valign=top><div class=m5>Depth</div></td><td class=bd05rb valign=top><div class=m5>0.8 mm</div></td></tr><tr class=B2><td class=bd05rb valign=top><img src='/p.gif' alt='' width=1 height=1 class=bpxl></td><td class=bd05rb valign=top><div class=m5>Height</div></td><td class=bd05rb valign=top><div class=m5>0.8 mm</div></td></tr><tr class=B14><td class=bd05rb valign=top><img src='/p.gif' alt='' width=1 height=1 class=bpxl></td><td class=bd05rb valign=top><div class=m5>Weight</div></td><td class=bd05rb valign=top><div class=m5>0.606 g</div></td></tr><tr class=B2><td class=bd05rb valign=top><div class=m5>Features</div></td><td class=bd05rb valign=top><div class=m5>Type</div></td><td class=bd05rb valign=top><div class=m5>Cable markers </div></td></tr><tr class=B14><td class=bd05rb valign=top><img src='/p.gif' alt='' width=1 height=1 class=bpxl></td><td class=bd05rb valign=top><div class=m5>Product colour</div></td><td class=bd05rb valign=top><div class=m5>White </div></td></tr><tr class=B2><td class=bd05rb valign=top><img src='/p.gif' alt='' width=1 height=1 class=bpxl></td><td class=bd05rb valign=top><div class=m5>Material</div></td><td class=bd05rb valign=top><div class=m5>Polyamide (PA) </div></td></tr><tr class=B14><td class=bd05rb valign=top><img src='/p.gif' alt='' width=1 height=1 class=bpxl></td><td class=bd05rb valign=top><div class=m5>RoHS compliance</div></td><td class=bd05rb valign=top><div class=m5>Yes </div></td></tr></table></td> | 0.48913 | Weidmuller | Cable labeling | 27044090_1217389475.jpg | CIEN7-27044090.pdf
73 | 1552960000 - BLZ 5.08/04/90 SN OR BX, PCB-connectors 5 pin pitch | 1552960000 | <td valign=top class=BD02 style="border-width: 4px 5px;"><div >BLZ 5.08/04/90 SN OR BX, PCB-connectors 5 pin pitch, manufacturer code: 1552960000</div></td> | 278.16 | Weidmuller | PCB Term block plug | 27329892_7643.jpg
74 | WeidmГјller 1633580000 wire connector PCB Orange | 1633580000 | <td valign=top class=BD02 style="border-width: 4px 5px;"><div >Two-tier pin header for wave soldering in 3.50 mm pitch. The connector is available in open, closed and flange versions. The male connectors provide space for labelling and can be coded. Packed in a cardboard box.</div><div class="fs_2 fw_b" style="margin: 8px 0px;">More information:</div><table border=0 cellspacing=0 cellpadding=0 class="fs_2 BD05 bw_1001" width="100%" style="margin: 4px 0px;"><tr class=B2><td class=bd05rb valign=top><div class=m5>Operational conditions</div></td><td class=bd05rb valign=top><div class=m5>Operating temperature (T-T)</div></td><td class=bd05rb valign=top><div class=m5>-50 - 100 В°C</div></td></tr><tr class=B14><td class=bd05rb valign=top><img src='/p.gif' alt='' width=1 height=1 class=bpxl></td><td class=bd05rb valign=top><div class=m5>Storage temperature (T-T)</div></td><td class=bd05rb valign=top><div class=m5>-25 - 55 В°C</div></td></tr><tr class=B2><td class=bd05rb valign=top><div class=m5>Weight & dimensions</div></td><td class=bd05rb valign=top><div class=m5>Weight</div></td><td class=bd05rb valign=top><div class=m5>3 g</div></td></tr><tr class=B14><td class=bd05rb valign=top><div class=m5>Features</div></td><td class=bd05rb valign=top><div class=m5>Connector(s)</div></td><td class=bd05rb valign=top><div class=m5>PCB </div></td></tr><tr class=B2><td class=bd05rb valign=top><img src='/p.gif' alt='' width=1 height=1 class=bpxl></td><td class=bd05rb valign=top><div class=m5>Product colour</div></td><td class=bd05rb valign=top><div class=m5>Orange </div></td></tr><tr class=B14><td class=bd05rb valign=top><img src='/p.gif' alt='' width=1 height=1 class=bpxl></td><td class=bd05rb valign=top><div class=m5>Halogen-free</div></td><td class=bd05rb valign=top><div class=m5>Yes </div></td></tr><tr class=B2><td class=bd05rb valign=top><img src='/p.gif' alt='' width=1 height=1 class=bpxl></td><td class=bd05rb valign=top><div class=m5>RoHS compliance</div></td><td class=bd05rb valign=top><div class=m5>Yes </div></td></tr><tr class=B14><td class=bd05rb valign=top><img src='/p.gif' alt='' width=1 height=1 class=bpxl></td><td class=bd05rb valign=top><div class=m5>Voltage</div></td><td class=bd05rb valign=top><div class=m5>200 V</div></td></tr><tr class=B2><td class=bd05rb valign=top><img src='/p.gif' alt='' width=1 height=1 class=bpxl></td><td class=bd05rb valign=top><div class=m5>Current</div></td><td class=bd05rb valign=top><div class=m5>10.5 A</div></td></tr><tr class=B14><td class=bd05rb valign=top><div class=m5>Packaging data</div></td><td class=bd05rb valign=top><div class=m5>Package type</div></td><td class=bd05rb valign=top><div class=m5>Box </div></td></tr><tr class=B2><td class=bd05rb valign=top><div class=m5>Packaging content</div></td><td class=bd05rb valign=top><div class=m5>Quantity per pack</div></td><td class=bd05rb valign=top><div class=m5>50 pc(s)</div></td></tr></table></td> | 1569084 | Weidmuller | PCB Term block plug | 27057317_8903.jpg | CIEN9-27057317.pdf
75 | Weidmuller OMNIMATE SL, 16 Way, 1 Row, Right Angle PCB Header | 1516360000 | <td valign=top class=BD02 style="border-width: 4px 5px;"><div >Series = OMNIMATE SL<br>Pitch = 5.08mm<br>Number of Contacts = 16<br>Number of Rows = 1<br>Body Orientation = Right Angle<br>Shrouded/Unshrouded = Shrouded<br>Mounting Type = Through Hole<br>Termination Method = Solder<br>Contact Material = Copper Alloy<br>Current Rating = 12A<br><br>UL (E 60693); CSA (12400). Horizontal Closed Ends, PCB Headers. Same PCB layout and dimensions as open end version but with closed ends, preventing mismating .,(Overall housing , 2mm wider than open end housing).</div></td> | 1.144 | Weidmuller | PCB Term block plug | r294734-01.jpg
76 | 0271500000 - STB 25 IH/SW | 271500000 | <td valign=top class=BD02 style="border-width: 4px 5px;"><div >STB 25 IH/SW, Accessories SAK series, Manufacturernumber: 0271500000</div></td> | 2545012 | Weidmuller | Accessories and Miscellaneous | wed0271500000.jpg
77 | WeidmГјller BLZ 5.08 Orange | 1526510000 | <td valign=top class=BD02 style="border-width: 4px 5px;"><div >PCB plug-in connector, female plug, 5.08 mm, No. of poles: 3, 180В°, Clamping yoke connection, Clamping range, rated connection, max.: 3.31 mmВІ, Box</div><div class="fs_2 fw_b" style="margin: 8px 0px;">More information:</div><table border=0 cellspacing=0 cellpadding=0 class="fs_2 BD05 bw_1001" width="100%" style="margin: 4px 0px;"><tr class=B2><td class=bd05rb valign=top><div class=m5>Technical details</div></td><td class=bd05rb valign=top><div class=m5>Product colour</div></td><td class=bd05rb valign=top><div class=m5>Orange </div></td></tr><tr class=B14><td class=bd05rb valign=top><img src='/p.gif' alt='' width=1 height=1 class=bpxl></td><td class=bd05rb valign=top><div class=m5>Material</div></td><td class=bd05rb valign=top><div class=m5>Polybutylene terephthalate (PBT) </div></td></tr><tr class=B2><td class=bd05rb valign=top><img src='/p.gif' alt='' width=1 height=1 class=bpxl></td><td class=bd05rb valign=top><div class=m5>Operating temperature (T-T)</div></td><td class=bd05rb valign=top><div class=m5>-50 - 100 В°C</div></td></tr></table></td> | 0.864 | Weidmuller | PCB Term block plug | 27329581_7366.jpg
78 | WEIDMULLER SAIP-M12BW-3-3.0V CONNECTOR, RCPT/FREE END, M12, 3 WAY,R/A | SAIP-M12BW-3-3.0V | <td valign=top class=BD02 style="border-width: 4px 5px;"><div >Cable Length - Imperial - Cable Length - Metric - Product Range - SVHC No SVHC (15-Jan-2018) Connector to Connector 90В° M12 Receptacle to Free End</div></td> | 1962-12-01 | Weidmuller | Sensor Cable Assemblies | 2362176-40.jpg
79 | WeidmГјller 1053860000 electrical box accessory Jumper bar | 1053860000 | <td valign=top class=BD02 style="border-width: 4px 5px;"><div ></div><div class="fs_2 fw_b" style="margin: 8px 0px;">More information:</div><table border=0 cellspacing=0 cellpadding=0 class="fs_2 BD05 bw_1001" width="100%" style="margin: 4px 0px;"><tr class=B2><td class=bd05rb valign=top><div class=m5>Weight & dimensions</div></td><td class=bd05rb valign=top><div class=m5>Width</div></td><td class=bd05rb valign=top><div class=m5>7 mm</div></td></tr><tr class=B14><td class=bd05rb valign=top><img src='/p.gif' alt='' width=1 height=1 class=bpxl></td><td class=bd05rb valign=top><div class=m5>Height</div></td><td class=bd05rb valign=top><div class=m5>19.3 mm</div></td></tr><tr class=B2><td class=bd05rb valign=top><img src='/p.gif' alt='' width=1 height=1 class=bpxl></td><td class=bd05rb valign=top><div class=m5>Depth</div></td><td class=bd05rb valign=top><div class=m5>18 mm</div></td></tr><tr class=B14><td class=bd05rb valign=top><div class=m5>Technical details</div></td><td class=bd05rb valign=top><div class=m5>Type</div></td><td class=bd05rb valign=top><div class=m5>Jumper bar </div></td></tr><tr class=B2><td class=bd05rb valign=top><img src='/p.gif' alt='' width=1 height=1 class=bpxl></td><td class=bd05rb valign=top><div class=m5>Product colour</div></td><td class=bd05rb valign=top><div class=m5>Yellow </div></td></tr><tr class=B14><td class=bd05rb valign=top><img src='/p.gif' alt='' width=1 height=1 class=bpxl></td><td class=bd05rb valign=top><div class=m5>Quantity per pack</div></td><td class=bd05rb valign=top><div class=m5>50 pc(s)</div></td></tr></table></td> | 0.641 | Weidmuller | Transverse connectors | 28529387_8316292628.jpg
80 | WeidmГјller SAIL-M12BW-5-30U signal cable 30 m Black | 9457693000 | <td valign=top class=BD02 style="border-width: 4px 5px;"><div >Sensor/actuator line, One end without connector, M12, Number of poles : 5, 30 m, Socket, angled, shielded: No, LED: No, Sheath material: PUR, Halogen: No.</div><div class="fs_2 fw_b" style="margin: 8px 0px;">More information:</div><table border=0 cellspacing=0 cellpadding=0 class="fs_2 BD05 bw_1001" width="100%" style="margin: 4px 0px;"><tr class=B2><td class=bd05rb valign=top><div class=m5>Features</div></td><td class=bd05rb valign=top><div class=m5>Cable length</div></td><td class=bd05rb valign=top><div class=m5>30 m</div></td></tr><tr class=B14><td class=bd05rb valign=top><img src='/p.gif' alt='' width=1 height=1 class=bpxl></td><td class=bd05rb valign=top><div class=m5>Connector(s)</div></td><td class=bd05rb valign=top><div class=m5>M12 </div></td></tr><tr class=B2><td class=bd05rb valign=top><img src='/p.gif' alt='' width=1 height=1 class=bpxl></td><td class=bd05rb valign=top><div class=m5>Product colour</div></td><td class=bd05rb valign=top><div class=m5>Black </div></td></tr><tr class=B14><td class=bd05rb valign=top><img src='/p.gif' alt='' width=1 height=1 class=bpxl></td><td class=bd05rb valign=top><div class=m5>Magnetically shielded</div></td><td class=bd05rb valign=top><div class=m5>Yes </div></td></tr><tr class=B2><td class=bd05rb valign=top><img src='/p.gif' alt='' width=1 height=1 class=bpxl></td><td class=bd05rb valign=top><div class=m5>RoHS compliance</div></td><td class=bd05rb valign=top><div class=m5>Yes </div></td></tr><tr class=B14><td class=bd05rb valign=top><div class=m5>Packaging data</div></td><td class=bd05rb valign=top><div class=m5>Weight</div></td><td class=bd05rb valign=top><div class=m5>1096 g</div></td></tr><tr class=B2><td class=bd05rb valign=top><img src='/p.gif' alt='' width=1 height=1 class=bpxl></td><td class=bd05rb valign=top><div class=m5>Number of products included</div></td><td class=bd05rb valign=top><div class=m5>1 pc(s)</div></td></tr><tr class=B14><td class=bd05rb valign=top><img src='/p.gif' alt='' width=1 height=1 class=bpxl></td><td class=bd05rb valign=top><div class=m5>Quantity per pack</div></td><td class=bd05rb valign=top><div class=m5>1 pc(s)</div></td></tr></table></td> | 57.81 | Weidmuller | Sensor connector | 29921469_2973973189.jpg
81 | WeidmГјller M-D-STRIPAX LWL cable stripper Grey | 9003750000 | <td valign=top class=BD02 style="border-width: 4px 5px;"><div ><ul><li>With 1 mm diameter inner conductor</li><li>Stripping length adjustable via end stop</li><li>Automatic opening of clamping jaws after stripping</li></ul></div><div class="fs_2 fw_b" style="margin: 8px 0px;">More information:</div><table border=0 cellspacing=0 cellpadding=0 class="fs_2 BD05 bw_1001" width="100%" style="margin: 4px 0px;"><tr class=B2><td class=bd05rb valign=top><div class=m5>Features</div></td><td class=bd05rb valign=top><div class=m5>Stripping capacity (max)</div></td><td class=bd05rb valign=top><div class=m5>1 mm</div></td></tr><tr class=B14><td class=bd05rb valign=top><img src='/p.gif' alt='' width=1 height=1 class=bpxl></td><td class=bd05rb valign=top><div class=m5>Protective insulation</div></td><td class=bd05rb valign=top><div class=m5>Yes </div></td></tr><tr class=B2><td class=bd05rb valign=top><div class=m5>Weight & dimensions</div></td><td class=bd05rb valign=top><div class=m5>Length</div></td><td class=bd05rb valign=top><div class=m5>135 mm</div></td></tr><tr class=B14><td class=bd05rb valign=top><img src='/p.gif' alt='' width=1 height=1 class=bpxl></td><td class=bd05rb valign=top><div class=m5>Weight</div></td><td class=bd05rb valign=top><div class=m5>96.73 g</div></td></tr><tr class=B2><td class=bd05rb valign=top><div class=m5>Colour</div></td><td class=bd05rb valign=top><div class=m5>Product colour</div></td><td class=bd05rb valign=top><div class=m5>Grey </div></td></tr></table></td> | 118.73 | Weidmuller | Stripping pliers | 27211954_7333446646.jpg | CIEN4-27211954.pdf
82 | 1552860000 - BLZ 5.08/03/90 SN OR BX, PCB-connectors 5 pin pitch | 1552860000 | <td valign=top class=BD02 style="border-width: 4px 5px;"><div >BLZ 5.08/03/90 SN OR BX, PCB-connectors 5 pin pitch, manufacturer code: 1552860000</div></td> | 277.95 | Weidmuller | PCB Term block plug | 27329906_2303.jpg
83 | WeidmГјller SRD 2CO electrical relay Black | 8690930000 | <td valign=top class=BD02 style="border-width: 4px 5px;"><div >RIDERSERIES RRD, Relay base, Screw connection</div><div class="fs_2 fw_b" style="margin: 8px 0px;">More information:</div><table border=0 cellspacing=0 cellpadding=0 class="fs_2 BD05 bw_1001" width="100%" style="margin: 4px 0px;"><tr class=B2><td class=bd05rb valign=top><div class=m5>Features</div></td><td class=bd05rb valign=top><div class=m5>Product colour</div></td><td class=bd05rb valign=top><div class=m5>Black </div></td></tr><tr class=B14><td class=bd05rb valign=top><img src='/p.gif' alt='' width=1 height=1 class=bpxl></td><td class=bd05rb valign=top><div class=m5>Operating temperature (T-T)</div></td><td class=bd05rb valign=top><div class=m5>-20 - 80 В°C</div></td></tr><tr class=B2><td class=bd05rb valign=top><img src='/p.gif' alt='' width=1 height=1 class=bpxl></td><td class=bd05rb valign=top><div class=m5>LED indicators</div></td><td class=bd05rb valign=top><div class=m5>Yes </div></td></tr><tr class=B14><td class=bd05rb valign=top><img src='/p.gif' alt='' width=1 height=1 class=bpxl></td><td class=bd05rb valign=top><div class=m5>RoHS compliance</div></td><td class=bd05rb valign=top><div class=m5>Yes </div></td></tr><tr class=B2><td class=bd05rb valign=top><div class=m5>Weight & dimensions</div></td><td class=bd05rb valign=top><div class=m5>Dimensions (WxDxH)</div></td><td class=bd05rb valign=top><div class=m5>38 x 27.5 x 62 mm</div></td></tr><tr class=B14><td class=bd05rb valign=top><img src='/p.gif' alt='' width=1 height=1 class=bpxl></td><td class=bd05rb valign=top><div class=m5>Weight</div></td><td class=bd05rb valign=top><div class=m5>60.8 g</div></td></tr></table></td> | 61.76 | Weidmuller | Power relays | 28531022_5306.jpg | CIEN3-28531022.pdf
84 | Weidmuller MEW Series End Barrier | MEW1/32-445600000 | <td valign=top class=BD02 style="border-width: 4px 5px;"><div >Accessory Type = End Barrier<br>Series = MEW<br>For Use With = Terminal Block<br><br>CSA certified, UL listed. SAK Series Stud Terminals Ceramic - High Temperature. Glazed ceramic feed through terminals available in 2 sizes to fit the G-profile asymmetric rail to BS5825:1980, EN 50035. A maximum operating temperature of 250В°C is achievable for continual use providing the correct end brackets are used. Terminal Pitch 8 mm Depth on rail 53 mm</div></td> |  | Weidmuller | Terminal blocks end brackets | f0454671-01.jpg
85 | WeidmГјller BFSC M5X8 | 296700000 | <td valign=top class=BD02 style="border-width: 4px 5px;"><div >W-Series, Fixing screw, for cross-connection link</div></td> | 0.0256 | Weidmuller | Terminal block marking | 27092462_3605.jpg | CIEN6-27092462.pdf
86 | 0273920000 - MK 3/3 | 273920000 | <td valign=top class=BD02 style="border-width: 4px 5px;"><div >MK 3/3, Terminal blocks, Manufacturernumber: 0273920000</div></td> | 2.1816 | Weidmuller | Feed-through terminal block | wed0273920000.jpg
87 | WEIDMULLER SAIP-M12BW-4-3.0U CONNECTOR, RCPT/FREE END, M12, 4 WAY,R/A | SAIP-M12BW-4-3.0U | <td valign=top class=BD02 style="border-width: 4px 5px;"><div >Cable Length - Imperial - Cable Length - Metric - Product Range - SVHC No SVHC (15-Jan-2018) Connector to Connector 90В° M12 Receptacle to Free End</div></td> | 1988-12-01 | Weidmuller | Sensor Cable Assemblies | 2362176-40.jpg
88 | WeidmГјller TM 1/18 TWIN HF/HB Cable markers Transparent 500 pc(s) | 1891780000 | <td valign=top class=BD02 style="border-width: 4px 5px;"><div >TM/HF Twin double-sided labelling: 0.22 вЂ“ 2.5 mm2.<br />Twin sleeves enable double-sided marking of a conductor.<br />The sleeves can hold two TM-I 18 tags so that, for example, the input and output designations of a cable can be read at one position. The transparent, halogen-free sleeves can be used on conductors with an outside diameter of 1.3 to 4.0 mm.</div><div class="fs_2 fw_b" style="margin: 8px 0px;">More information:</div><table border=0 cellspacing=0 cellpadding=0 class="fs_2 BD05 bw_1001" width="100%" style="margin: 4px 0px;"><tr class=B2><td class=bd05rb valign=top><div class=m5>Packaging content</div></td><td class=bd05rb valign=top><div class=m5>Quantity per pack</div></td><td class=bd05rb valign=top><div class=m5>500 pc(s)</div></td></tr><tr class=B14><td class=bd05rb valign=top><div class=m5>Weight & dimensions</div></td><td class=bd05rb valign=top><div class=m5>Length</div></td><td class=bd05rb valign=top><div class=m5>18 mm</div></td></tr><tr class=B2><td class=bd05rb valign=top><img src='/p.gif' alt='' width=1 height=1 class=bpxl></td><td class=bd05rb valign=top><div class=m5>Width</div></td><td class=bd05rb valign=top><div class=m5>5 mm</div></td></tr><tr class=B14><td class=bd05rb valign=top><img src='/p.gif' alt='' width=1 height=1 class=bpxl></td><td class=bd05rb valign=top><div class=m5>Height</div></td><td class=bd05rb valign=top><div class=m5>12 mm</div></td></tr><tr class=B2><td class=bd05rb valign=top><img src='/p.gif' alt='' width=1 height=1 class=bpxl></td><td class=bd05rb valign=top><div class=m5>Weight</div></td><td class=bd05rb valign=top><div class=m5>0.282 g</div></td></tr><tr class=B14><td class=bd05rb valign=top><div class=m5>Features</div></td><td class=bd05rb valign=top><div class=m5>Type</div></td><td class=bd05rb valign=top><div class=m5>Cable markers </div></td></tr><tr class=B2><td class=bd05rb valign=top><img src='/p.gif' alt='' width=1 height=1 class=bpxl></td><td class=bd05rb valign=top><div class=m5>Product colour</div></td><td class=bd05rb valign=top><div class=m5>Transparent </div></td></tr><tr class=B14><td class=bd05rb valign=top><img src='/p.gif' alt='' width=1 height=1 class=bpxl></td><td class=bd05rb valign=top><div class=m5>Material</div></td><td class=bd05rb valign=top><div class=m5>Polyethylene (PE) </div></td></tr><tr class=B2><td class=bd05rb valign=top><img src='/p.gif' alt='' width=1 height=1 class=bpxl></td><td class=bd05rb valign=top><div class=m5>RoHS compliance</div></td><td class=bd05rb valign=top><div class=m5>Yes </div></td></tr></table></td> | 0.1065 | Weidmuller | Cable labeling | 27075166_0880334132.jpg | CIEN7-27075166.pdf
89 | WeidmГјller SAIL-M12BW-5-5.0U signal cable 5 m Black | 9457690500 | <td valign=top class=BD02 style="border-width: 4px 5px;"><div >Sensor/actuator line, One end without connector, M12, Number of poles : 5, 5 m, Socket, angled, shielded: No, LED: No, Sheath material: PUR, Halogen: No.</div><div class="fs_2 fw_b" style="margin: 8px 0px;">More information:</div><table border=0 cellspacing=0 cellpadding=0 class="fs_2 BD05 bw_1001" width="100%" style="margin: 4px 0px;"><tr class=B2><td class=bd05rb valign=top><div class=m5>Features</div></td><td class=bd05rb valign=top><div class=m5>Cable length</div></td><td class=bd05rb valign=top><div class=m5>5 m</div></td></tr><tr class=B14><td class=bd05rb valign=top><img src='/p.gif' alt='' width=1 height=1 class=bpxl></td><td class=bd05rb valign=top><div class=m5>Connector(s)</div></td><td class=bd05rb valign=top><div class=m5>M12 </div></td></tr><tr class=B2><td class=bd05rb valign=top><img src='/p.gif' alt='' width=1 height=1 class=bpxl></td><td class=bd05rb valign=top><div class=m5>Connector gender</div></td><td class=bd05rb valign=top><div class=m5>Female </div></td></tr><tr class=B14><td class=bd05rb valign=top><img src='/p.gif' alt='' width=1 height=1 class=bpxl></td><td class=bd05rb valign=top><div class=m5>Product colour</div></td><td class=bd05rb valign=top><div class=m5>Black </div></td></tr><tr class=B2><td class=bd05rb valign=top><img src='/p.gif' alt='' width=1 height=1 class=bpxl></td><td class=bd05rb valign=top><div class=m5>Magnetically shielded</div></td><td class=bd05rb valign=top><div class=m5>Yes </div></td></tr><tr class=B14><td class=bd05rb valign=top><img src='/p.gif' alt='' width=1 height=1 class=bpxl></td><td class=bd05rb valign=top><div class=m5>RoHS compliance</div></td><td class=bd05rb valign=top><div class=m5>Yes </div></td></tr><tr class=B2><td class=bd05rb valign=top><div class=m5>Packaging data</div></td><td class=bd05rb valign=top><div class=m5>Weight</div></td><td class=bd05rb valign=top><div class=m5>193 g</div></td></tr><tr class=B14><td class=bd05rb valign=top><img src='/p.gif' alt='' width=1 height=1 class=bpxl></td><td class=bd05rb valign=top><div class=m5>Number of products included</div></td><td class=bd05rb valign=top><div class=m5>1 pc(s)</div></td></tr><tr class=B2><td class=bd05rb valign=top><img src='/p.gif' alt='' width=1 height=1 class=bpxl></td><td class=bd05rb valign=top><div class=m5>Quantity per pack</div></td><td class=bd05rb valign=top><div class=m5>1 pc(s)</div></td></tr></table></td> | 15.91 | Weidmuller | Sensor connector | 27310486_3534165532.jpg
90 | 1560660000 - BLZ 5.08/12/270B SN OR BX, PCB-connectors 5 pin pitch | 1560660000 | <td valign=top class=BD02 style="border-width: 4px 5px;"><div >BLZ 5.08/12/270B SN OR BX, PCB-connectors 5 pin pitch, manufacturer code: 1560660000</div></td> | 217.79 | Weidmuller | PCB Term block plug | 28354555_5112.jpg
91 | WeidmГјller 1633740000 wire connector PCB Orange | 1633740000 | <td valign=top class=BD02 style="border-width: 4px 5px;"><div >Two-tier pin header for wave soldering in 3.50 mm pitch. The connector is available in open, closed and flange versions. The male connectors provide space for labelling and can be coded. Packed in a cardboard box.</div><div class="fs_2 fw_b" style="margin: 8px 0px;">More information:</div><table border=0 cellspacing=0 cellpadding=0 class="fs_2 BD05 bw_1001" width="100%" style="margin: 4px 0px;"><tr class=B2><td class=bd05rb valign=top><div class=m5>Operational conditions</div></td><td class=bd05rb valign=top><div class=m5>Operating temperature (T-T)</div></td><td class=bd05rb valign=top><div class=m5>-50 - 100 В°C</div></td></tr><tr class=B14><td class=bd05rb valign=top><img src='/p.gif' alt='' width=1 height=1 class=bpxl></td><td class=bd05rb valign=top><div class=m5>Storage temperature (T-T)</div></td><td class=bd05rb valign=top><div class=m5>-25 - 55 В°C</div></td></tr><tr class=B2><td class=bd05rb valign=top><div class=m5>Weight & dimensions</div></td><td class=bd05rb valign=top><div class=m5>Weight</div></td><td class=bd05rb valign=top><div class=m5>23.5 g</div></td></tr><tr class=B14><td class=bd05rb valign=top><div class=m5>Features</div></td><td class=bd05rb valign=top><div class=m5>Connector(s)</div></td><td class=bd05rb valign=top><div class=m5>PCB </div></td></tr><tr class=B2><td class=bd05rb valign=top><img src='/p.gif' alt='' width=1 height=1 class=bpxl></td><td class=bd05rb valign=top><div class=m5>Product colour</div></td><td class=bd05rb valign=top><div class=m5>Orange </div></td></tr><tr class=B14><td class=bd05rb valign=top><img src='/p.gif' alt='' width=1 height=1 class=bpxl></td><td class=bd05rb valign=top><div class=m5>Halogen-free</div></td><td class=bd05rb valign=top><div class=m5>Yes </div></td></tr><tr class=B2><td class=bd05rb valign=top><img src='/p.gif' alt='' width=1 height=1 class=bpxl></td><td class=bd05rb valign=top><div class=m5>RoHS compliance</div></td><td class=bd05rb valign=top><div class=m5>Yes </div></td></tr><tr class=B14><td class=bd05rb valign=top><img src='/p.gif' alt='' width=1 height=1 class=bpxl></td><td class=bd05rb valign=top><div class=m5>Voltage</div></td><td class=bd05rb valign=top><div class=m5>200 V</div></td></tr><tr class=B2><td class=bd05rb valign=top><img src='/p.gif' alt='' width=1 height=1 class=bpxl></td><td class=bd05rb valign=top><div class=m5>Current</div></td><td class=bd05rb valign=top><div class=m5>10.5 A</div></td></tr><tr class=B14><td class=bd05rb valign=top><div class=m5>Packaging data</div></td><td class=bd05rb valign=top><div class=m5>Package type</div></td><td class=bd05rb valign=top><div class=m5>Box </div></td></tr><tr class=B2><td class=bd05rb valign=top><div class=m5>Packaging content</div></td><td class=bd05rb valign=top><div class=m5>Quantity per pack</div></td><td class=bd05rb valign=top><div class=m5>10 pc(s)</div></td></tr></table></td> | 140.65 | Weidmuller | PCB Term block plug | 27057326_1558.jpg | CIEN9-27057326.pdf
92 | 1701230000 - SAI-4-M 5P M12 | 1701230000 | <td valign=top class=BD02 style="border-width: 4px 5px;"><div >SAI-4-M 5P M12, SAI Passive, Sensor-actuator passive distributor, M12, Hood version, Yes, Manufacturernumber: 1701230000</div></td> |  | Weidmuller | Sensor connector | wed1701230000.jpg
93 | WeidmГјller BL 5.08, 10 Way Pluggable Terminal Block | 1707540000 | <td valign=top class=BD02 style="border-width: 4px 5px;"><div >Number of Contacts = 10<br>Pitch = 5.08mm<br>Number of Rows = 1<br>Mounting Type = Cable Mount<br>Gender = Female<br>Termination Method = Screw<br>Type = Plug<br>Current Rating = 10A<br>Body Orientation = Straight<br>Colour = Orange<br>Voltage Rating = 300 V<br>Series = BL 5.08<br>Width = 15.2mm<br><br>UL (E 60693); CSA (12400). Tension Clamp Screwless Terminals. Socket connector screwless terminals on a 5.08mm pitch, give rapid insertion of prepared cables with the use of a standard flat-blade screw driver. Features and Benefits. Tension clamp connection Female plugs provide space for labelling and can also be coded</div></td> | 2026-04-11 | Weidmuller | PCB Terminal Blocks | f4727945-01.jpg
94 | 0273400000 - AD 3 SAK35 | 273400000 | <td valign=top class=BD02 style="border-width: 4px 5px;"><div >AD 3 SAK35, Accessories SAK series, Manufacturernumber: 0273400000</div></td> | 177.00 | Weidmuller | End plate | wed0273400000.jpg
95 | Bridge, 4-pole | WQV6-4 | <td valign=top class=BD02 style="border-width: 4px 5px;"><div >Bridge, 4-pole, Manufacturer Article nВ°: 1054860000</div><div class="fw_b fs_2" style="margin:5px 0px;">More information:</div><table border=0 cellspacing=0 cellpadding=0 class="fs_2 BD05 bw_0001" width="100%"><tr><td width="30%" class=B5><img src='/p.gif' alt='' width=115 height=1 class=bpxl></td><td width="70%" class=B5><img src='/p.gif' alt='' width=1 height=1 class=bpxl></td></tr><tr class=B2><td class=bd05rb valign=top><div class="m5 fw_b">Bruttogewicht:</div></td><td class=bd05rb valign=top><div class=m5>0.005 kg</div></td></tr><tr class=B14><td class=bd05rb valign=top><div class="m5 fw_b">Nettogewicht:</div></td><td class=bd05rb valign=top><div class=m5>0.005 kg</div></td></tr><tr class=B2><td class=bd05rb valign=top><div class="m5 fw_b">HГ¶he:</div></td><td class=bd05rb valign=top><div class=m5>10 mm</div></td></tr><tr class=B14><td class=bd05rb valign=top><div class="m5 fw_b">Breite:</div></td><td class=bd05rb valign=top><div class=m5>20 mm</div></td></tr><tr class=B2><td class=bd05rb valign=top><div class="m5 fw_b">Tiefe:</div></td><td class=bd05rb valign=top><div class=m5>30 mm</div></td></tr><tr class=B14><td class=bd05rb valign=top><div class="m5 fw_b">Ursprungsland:</div></td><td class=bd05rb valign=top><div class=m5>DE</div></td></tr></table></td> |  | Weidmuller | Transverse connectors | weidmueller-wqv6-4.jpg | WQV-6-4_eng_tds.pdf
96 | WEIDMULLER SAIP-M12BW-4-3.0V CONNECTOR, RCPT/FREE END, M12, 4 WAY,R/A | SAIP-M12BW-4-3.0V | <td valign=top class=BD02 style="border-width: 4px 5px;"><div >Cable Length - Imperial - Cable Length - Metric - Product Range - SVHC No SVHC (15-Jan-2018) Connector to Connector 90В° M12 Receptacle to Free End</div></td> | 2026-11-14 | Weidmuller | Sensor Cable Assemblies | 2362176-40.jpg
97 | WeidmГјller SAIL-M12BW-5-5.0V signal cable 5 m Black | 1925650500 | <td valign=top class=BD02 style="border-width: 4px 5px;"><div >Sensor/actuator line, One end without connector, M12, Number of poles : 5, 5 m, Socket, angled, shielded: No, LED: No, Sheath material: PVC, Halogen: Yes.</div><div class="fs_2 fw_b" style="margin: 8px 0px;">More information:</div><table border=0 cellspacing=0 cellpadding=0 class="fs_2 BD05 bw_1001" width="100%" style="margin: 4px 0px;"><tr class=B2><td class=bd05rb valign=top><div class=m5>Features</div></td><td class=bd05rb valign=top><div class=m5>Cable length</div></td><td class=bd05rb valign=top><div class=m5>5 m</div></td></tr><tr class=B14><td class=bd05rb valign=top><img src='/p.gif' alt='' width=1 height=1 class=bpxl></td><td class=bd05rb valign=top><div class=m5>Connector(s)</div></td><td class=bd05rb valign=top><div class=m5>M12 </div></td></tr><tr class=B2><td class=bd05rb valign=top><img src='/p.gif' alt='' width=1 height=1 class=bpxl></td><td class=bd05rb valign=top><div class=m5>Connector gender</div></td><td class=bd05rb valign=top><div class=m5>Female </div></td></tr><tr class=B14><td class=bd05rb valign=top><img src='/p.gif' alt='' width=1 height=1 class=bpxl></td><td class=bd05rb valign=top><div class=m5>Product colour</div></td><td class=bd05rb valign=top><div class=m5>Black </div></td></tr><tr class=B2><td class=bd05rb valign=top><img src='/p.gif' alt='' width=1 height=1 class=bpxl></td><td class=bd05rb valign=top><div class=m5>Magnetically shielded</div></td><td class=bd05rb valign=top><div class=m5>Yes </div></td></tr><tr class=B14><td class=bd05rb valign=top><img src='/p.gif' alt='' width=1 height=1 class=bpxl></td><td class=bd05rb valign=top><div class=m5>RoHS compliance</div></td><td class=bd05rb valign=top><div class=m5>Yes </div></td></tr><tr class=B2><td class=bd05rb valign=top><div class=m5>Packaging data</div></td><td class=bd05rb valign=top><div class=m5>Weight</div></td><td class=bd05rb valign=top><div class=m5>255 g</div></td></tr><tr class=B14><td class=bd05rb valign=top><img src='/p.gif' alt='' width=1 height=1 class=bpxl></td><td class=bd05rb valign=top><div class=m5>Number of products included</div></td><td class=bd05rb valign=top><div class=m5>1 pc(s)</div></td></tr><tr class=B2><td class=bd05rb valign=top><img src='/p.gif' alt='' width=1 height=1 class=bpxl></td><td class=bd05rb valign=top><div class=m5>Quantity per pack</div></td><td class=bd05rb valign=top><div class=m5>1 pc(s)</div></td></tr></table></td> | 2026-01-17 | Weidmuller | Sensor connector | 28546888_9438914188.jpg
98 | WeidmГјller SDI SL S3.5-6.5/PH1/2 Set Standard screwdriver | 1274750000 | <td valign=top class=BD02 style="border-width: 4px 5px;"><div >VDE insulated screwdriver sets, for working on live parts up to 1000 V AC and 1500 V DC, DIN EN 60900. IEC 900. Each piece is "GS" safety tested. Blade made from fully hardened, high-alloy chromium-vanadium-molybdenum steel, gun-metal finish.</div><div class="fs_2 fw_b" style="margin: 8px 0px;">More information:</div><table border=0 cellspacing=0 cellpadding=0 class="fs_2 BD05 bw_1001" width="100%" style="margin: 4px 0px;"><tr class=B2><td class=bd05rb valign=top><div class=m5>Colour</div></td><td class=bd05rb valign=top><div class=m5>Handle colour</div></td><td class=bd05rb valign=top><div class=m5>Black/Red </div></td></tr><tr class=B14><td class=bd05rb valign=top><div class=m5>Weight & dimensions</div></td><td class=bd05rb valign=top><div class=m5>Weight</div></td><td class=bd05rb valign=top><div class=m5>545 g</div></td></tr><tr class=B2><td class=bd05rb valign=top><div class=m5>Technical details</div></td><td class=bd05rb valign=top><div class=m5>Product type</div></td><td class=bd05rb valign=top><div class=m5>Set </div></td></tr><tr class=B14><td class=bd05rb valign=top><img src='/p.gif' alt='' width=1 height=1 class=bpxl></td><td class=bd05rb valign=top><div class=m5>Screwdriver type</div></td><td class=bd05rb valign=top><div class=m5>Standard screwdriver </div></td></tr><tr class=B2><td class=bd05rb valign=top><img src='/p.gif' alt='' width=1 height=1 class=bpxl></td><td class=bd05rb valign=top><div class=m5>Screwdrivers/bits tips included</div></td><td class=bd05rb valign=top><div class=m5>Cross,Slot </div></td></tr><tr class=B14><td class=bd05rb valign=top><img src='/p.gif' alt='' width=1 height=1 class=bpxl></td><td class=bd05rb valign=top><div class=m5>Number of screwdrivers</div></td><td class=bd05rb valign=top><div class=m5>6 </div></td></tr><tr class=B2><td class=bd05rb valign=top><img src='/p.gif' alt='' width=1 height=1 class=bpxl></td><td class=bd05rb valign=top><div class=m5>Handle insulation</div></td><td class=bd05rb valign=top><div class=m5>Yes </div></td></tr><tr class=B14><td class=bd05rb valign=top><img src='/p.gif' alt='' width=1 height=1 class=bpxl></td><td class=bd05rb valign=top><div class=m5>Shank insulation</div></td><td class=bd05rb valign=top><div class=m5>Yes </div></td></tr></table></td> | 41.36 | Weidmuller | Phillips VDE screwdriver set | 27211446_9864712964.jpg | CIEN4-27211446.pdf
99 | 1553010000 - BLZ 5.08/05/90 SN BK BX, PCB-connectors 5 pin pitch | 1553010000 | <td valign=top class=BD02 style="border-width: 4px 5px;"><div >BLZ 5.08/05/90 SN BK BX, PCB-connectors 5 pin pitch, manufacturer code: 1553010000</div></td> | 278.64 | Weidmuller | PCB Term block plug | 28479375_4324.jpg
100 | WeidmГјller BIT E6,3 0,5x3,0x70 5 pc(s) | 9024000000 | <td valign=top class=BD02 style="border-width: 4px 5px;"><div >1/4'' hexagon drive to DIN 3126, form E6.3 for direct machine connection<br />Slot-head bits DIN 5264, 1/4'' drive, E6.3 DIN 3126</div><div class="fs_2 fw_b" style="margin: 8px 0px;">More information:</div><table border=0 cellspacing=0 cellpadding=0 class="fs_2 BD05 bw_1001" width="100%" style="margin: 4px 0px;"><tr class=B2><td class=bd05rb valign=top><div class=m5>Packaging content</div></td><td class=bd05rb valign=top><div class=m5>Number of drill bits</div></td><td class=bd05rb valign=top><div class=m5>5 pc(s)</div></td></tr><tr class=B14><td class=bd05rb valign=top><img src='/p.gif' alt='' width=1 height=1 class=bpxl></td><td class=bd05rb valign=top><div class=m5>Screwdrivers/bits tips included</div></td><td class=bd05rb valign=top><div class=m5>Slot </div></td></tr><tr class=B2><td class=bd05rb valign=top><div class=m5>Features</div></td><td class=bd05rb valign=top><div class=m5>Proper use</div></td><td class=bd05rb valign=top><div class=m5>Drill </div></td></tr><tr class=B14><td class=bd05rb valign=top><img src='/p.gif' alt='' width=1 height=1 class=bpxl></td><td class=bd05rb valign=top><div class=m5>Length</div></td><td class=bd05rb valign=top><div class=m5>70 mm</div></td></tr><tr class=B2><td class=bd05rb valign=top><img src='/p.gif' alt='' width=1 height=1 class=bpxl></td><td class=bd05rb valign=top><div class=m5>Product colour</div></td><td class=bd05rb valign=top><div class=m5>Silver </div></td></tr><tr class=B14><td class=bd05rb valign=top><img src='/p.gif' alt='' width=1 height=1 class=bpxl></td><td class=bd05rb valign=top><div class=m5>DIN compliance</div></td><td class=bd05rb valign=top><div class=m5>3126 </div></td></tr></table></td> | 48.32 | Weidmuller | Slotted ESD screwdriver | 27219464_0684890751.jpg | CIEN6-27219464.pdf